## CA
| eGRID2016 Generator file sequence number | Plant state abbreviation | Plant name | DOE/EIA ORIS plant or facility code | Generator ID | Number of associated boilers | Generator status | Generator prime mover type | Generator primary fuel | Generator nameplate capacity (MW) | Generator capacity factor | Generator annual net generation (MWh) | Generator ozone season net generation (MWh) | Generation data source | Generator year on-line | Generator planned or actual retirement year
0 | 1634 | CA | 1420 Coil Av #C | 57310 | 1 | 0 | OP | PV | SUN | 1.3 | 0.14 | 1592 | 847 | Distributed from 923 Generation And Fuel | 2011
1 | 1635 | CA | 2081 Terzian Solar Project | 58918 | 2081 | 0 | OP | PV | SUN | 1.2 | 0.247 | 2601 | 1384 | Distributed from 923 Generation And Fuel | 2014
2 | 1636 | CA | 2097 Helton Solar Project | 58920 | 2097 | 0 | OP | PV | SUN | 1.5 | 0.289 | 3798 | 2021 | Distributed from 923 Generation And Fuel | 2014
3 | 1637 | CA | 2127 Harris Solar Project | 58919 | 2127 | 0 | OP | PV | SUN | 1.3 | 0.238 | 2712 | 1443 | Distributed from 923 Generation And Fuel | 2014
4 | 1638 | CA | 2555 E Olympic Bl | 57871 | 1 | 0 | OP | PV | SUN | 1 | 0.203 | 1780 | 947 | Distributed from 923 Generation And Fuel | 2012
5 | 1639 | CA | 85 A | 52162 | WGNS | 0 | OP | WT | WND | 14.1 | 0.13 | 16012 | 8811 | Distributed from 923 Generation And Fuel | 1985
6 | 1640 | CA | 85 B | 52163 | WTGN | 0 | OP | WT | WND | 21.2 | 0.111 | 20601 | 11336 | Distributed from 923 Generation And Fuel | 1985
7 | 1641 | CA | A G Wishon | 293 | 1 | 0 | OP | HY | WAT | 3.2 | 0.306 | 8578.75 | 4482 | Distributed from 923 Generation And Fuel | 1910
8 | 1642 | CA | A G Wishon | 293 | 2 | 0 | OP | HY | WAT | 3.2 | 0.306 | 8578.75 | 4482 | Distributed from 923 Generation And Fuel | 1910
9 | 1643 | CA | A G Wishon | 293 | 3 | 0 | OP | HY | WAT | 3.2 | 0.306 | 8578.75 | 4482 | Distributed from 923 Generation And Fuel | 1910
10 | 1644 | CA | A G Wishon | 293 | 4 | 0 | OP | HY | WAT | 3.2 | 0.306 | 8578.75 | 4482 | Distributed from 923 Generation And Fuel | 1910
11 | 1645 | CA | ABEC Bidart-Old River LLC | 58699 | GEN 1 | 0 | OP | IC | OBG | 1 | 0.622 | 5449.5 | 2320.5 | Distributed from 923 Generation And Fuel | 2013
12 | 1646 | CA | ABEC Bidart-Old River LLC | 58699 | GEN 2 | 0 | OP | IC | OBG | 1 | 0.622 | 5449.5 | 2320.5 | Distributed from 923 Generation And Fuel | 2013
13 | 1647 | CA | Adelanto Solar II, LLC | 59440 | SAS | 0 | OP | PV | SUN | 7 | 0.281 | 17202 | 9151 | Distributed from 923 Generation And Fuel | 2015
14 | 1648 | CA | Adelanto Solar Project | 57305 | 1 | 0 | OP | PV | SUN | 10 | 0.185 | 16245 | 8642 | Distributed from 923 Generation And Fuel | 2012
15 | 1649 | CA | Adelanto Solar, LLC | 59441 | SAS | 0 | OP | PV | SUN | 20 | 0.326 | 57181 | 30420 | Distributed from 923 Generation And Fuel | 2015
16 | 1650 | CA | Adera Solar | 60027 | ADERA | 0 | OP | PV | SUN | 20 | 0.216 | 37763 | 20090 | Distributed from 923 Generation And Fuel | 2015
17 | 1651 | CA | Adobe San Jose | 57811 | ADB00 | 0 | OP | FC | NG | 0.8 | 0.835 | 5849.333 | 2744 | Distributed from 923 Generation And Fuel | 2010
18 | 1652 | CA | Adobe San Jose | 57811 | ADB01 | 0 | OP | FC | NG | 0.4 | 0.835 | 2924.667 | 1372 | Distributed from 923 Generation And Fuel | 2010
19 | 1653 | CA | Aera San Ardo Cogen Facility | 55184 | UN-A | 0 | OP | GT | NG | 3 | 0.901 | 23669.516 | 11104.355 | Distributed from 923 Generation And Fuel | 1989
20 | 1654 | CA | Aera San Ardo Cogen Facility | 55184 | UN-B | 0 | OP | GT | NG | 3.2 | 0.901 | 25247.484 | 11844.645 | Distributed from 923 Generation And Fuel | 1989
21 | 1658 | CA | Aerojet I | 57697 | 1 | 0 | OP | PV | SUN | 3 | 0.218 | 5725 | 3046 | Distributed from 923 Generation And Fuel | 2009
22 | 1659 | CA | Aerojet II | 57698 | 1 | 0 | OP | PV | SUN | 2.7 | 0.163 | 3861 | 2054 | Distributed from 923 Generation And Fuel | 2010
23 | 1660 | CA | AES Alamitos LLC | 315 | 1 | 1 | OP | ST | NG | 156 | 0.023 | 30927 | 24078 | EIA-923 Generator File | 1956 | 2019
24 | 1661 | CA | AES Alamitos LLC | 315 | 2 | 1 | OP | ST | NG | 156 | 0.038 | 52080 | 25406 | EIA-923 Generator File | 1957 | 2019
25 | 1662 | CA | AES Alamitos LLC | 315 | 3 | 1 | OP | ST | NG | 310 | 0.12 | 326884 | 119466 | EIA-923 Generator File | 1961 | 2020
26 | 1663 | CA | AES Alamitos LLC | 315 | 4 | 1 | OP | ST | NG | 310 | 0.103 | 280814 | 161912 | EIA-923 Generator File | 1962 | 2020
27 | 1664 | CA | AES Alamitos LLC | 315 | 5 | 1 | OP | ST | NG | 495 | 0.019 | 81630 | 79514 | EIA-923 Generator File | 1964 | 2019
28 | 1665 | CA | AES Alamitos LLC | 315 | 6 | 1 | OP | ST | NG | 495 | 0.027 | 117060 | 117060 | EIA-923 Generator File | 1966 | 2020
29 | 1668 | CA | AES Huntington Beach LLC | 335 | 1 | 1 | OP | ST | NG | 218 | 0.132 | 251450 | 191420 | EIA-923 Generator File | 1958 | 2019
30 | 1669 | CA | AES Huntington Beach LLC | 335 | 2 | 1 | OP | ST | NG | 218 | 0.123 | 234741 | 178918 | EIA-923 Generator File | 1958 | 2020
31 | 1673 | CA | AES Redondo Beach LLC | 356 | 5 | 1 | OP | ST | NG | 163.2 | 0.015 | 21465 | 20292 | EIA-923 Generator File | 1954 | 2020
32 | 1674 | CA | AES Redondo Beach LLC | 356 | 6 | 1 | OP | ST | NG | 163.2 | 0.033 | 47882 | 36785 | EIA-923 Generator File | 1957 | 2020
33 | 1675 | CA | AES Redondo Beach LLC | 356 | 7 | 1 | OP | ST | NG | 495 | 0.041 | 176864 | 176864 | EIA-923 Generator File | 1967 | 2019
34 | 1676 | CA | AES Redondo Beach LLC | 356 | 8 | 1 | OP | ST | NG | 495 | 0.017 | 74344 | 74344 | EIA-923 Generator File | 1967 | 2020
35 | 1677 | CA | Agnews Power Plant | 50748 | GEN1 | 0 | OP | CT | NG | 24.4 | 0.06 | 12821 | 6014.955 | EIA-923 Generator File | 1990
36 | 1678 | CA | Agnews Power Plant | 50748 | GEN2 | 0 | OP | CA | NG | 7.6 | 0.057 | 3819 | 1791.678 | EIA-923 Generator File | 1990
37 | 1679 | CA | Agua Mansa Power Plant | 55951 | AMP1 | 0 | OP | GT | NG | 60.5 | 0.012 | 6466 | 3034 | Distributed from 923 Generation And Fuel | 2003
38 | 1680 | CA | Aidlin Geothermal Power Plant | 52158 | GEN1 | 0 | OP | ST | GEO | 12.5 | 0.572 | 62643 | 26767.5 | Distributed from 923 Generation And Fuel | 1989
39 | 1681 | CA | Aidlin Geothermal Power Plant | 52158 | GEN2 | 0 | OP | ST | GEO | 12.5 | 0.572 | 62643 | 26767.5 | Distributed from 923 Generation And Fuel | 1989
40 | 1684 | CA | Alamo | 905 | 1 | 0 | OP | HY | WAT | 19.6 | 0.39 | 67000 | 35003 | Distributed from 923 Generation And Fuel | 1986
41 | 1685 | CA | Alamo Solar | 59469 | ALAMO | 0 | OP | PV | SUN | 20 | 0.3 | 52591 | 27978 | Distributed from 923 Generation And Fuel | 2015
42 | 1686 | CA | Algonquin Power Sanger LLC | 57564 | CTG | 0 | OP | CT | NG | 49 | 0.226 | 96991 | 43004 | EIA-923 Generator File | 2007
43 | 1687 | CA | Algonquin Power Sanger LLC | 57564 | STG2 | 1 | OP | CA | NG | 12.5 | 0.212 | 23267 | 10586 | EIA-923 Generator File | 2012
44 | 1690 | CA | Algonquin SKIC20 Solar LLC | 59412 | SKI20 | 0 | OP | PV | SUN | 20 | 0.262 | 45907 | 24422 | Distributed from 923 Generation And Fuel | 2015
45 | 1694 | CA | Almond Power Plant | 7315 | 1 | 0 | OP | GT | NG | 49.5 | 0.057 | 24783.443 | 11627.074 | Distributed from 923 Generation And Fuel | 1996
46 | 1695 | CA | Almond Power Plant | 7315 | 2 | 0 | OP | GT | NG | 58 | 0.057 | 29039.186 | 13623.642 | Distributed from 923 Generation And Fuel | 2012
47 | 1696 | CA | Almond Power Plant | 7315 | 3 | 0 | OP | GT | NG | 58 | 0.057 | 29039.186 | 13623.642 | Distributed from 923 Generation And Fuel | 2012
48 | 1697 | CA | Almond Power Plant | 7315 | 4 | 0 | OP | GT | NG | 58 | 0.057 | 29039.186 | 13623.642 | Distributed from 923 Generation And Fuel | 2012
49 | 1698 | CA | Alpaugh 50 | 58003 | SPS50 | 0 | OP | PV | SUN | 50 | 0.304 | 133296 | 74577 | Distributed from 923 Generation And Fuel | 2012
50 | 1699 | CA | Alpaugh North | 58002 | SPS | 0 | OP | PV | SUN | 20 | 0.299 | 52471 | 27914 | Distributed from 923 Generation And Fuel | 2012
51 | 1700 | CA | Alpine Solar | 57295 | 1 | 0 | OP | PV | SUN | 66 | 0.286 | 165117 | 80089 | Distributed from 923 Generation And Fuel | 2013
52 | 1703 | CA | Alta Powerhouse | 214 | 1 | 0 | OP | HY | WAT | 1 | 0.357 | 3123 | 1632 | Distributed from 923 Generation And Fuel | 1902
53 | 1705 | CA | Alta Wind Energy Center I | 57282 | AW01 | 0 | OP | WT | WND | 150 | 0.315 | 413363 | 206526 | Distributed from 923 Generation And Fuel | 2011
54 | 1706 | CA | Alta Wind Energy Center II | 57291 | AW02 | 0 | OP | WT | WND | 150 | 0.274 | 360216 | 188545 | Distributed from 923 Generation And Fuel | 2011
55 | 1707 | CA | Alta Wind Energy Center III | 57292 | AW03 | 0 | OP | WT | WND | 150 | 0.29 | 380465 | 196424 | Distributed from 923 Generation And Fuel | 2011
56 | 1708 | CA | Alta Wind Energy Center IV | 57293 | AW04 | 0 | OP | WT | WND | 102 | 0.205 | 183393 | 93422 | Distributed from 923 Generation And Fuel | 2011
57 | 1709 | CA | Alta Wind Energy Center V | 57294 | AW05 | 0 | OP | WT | WND | 168 | 0.199 | 293378 | 146613 | Distributed from 923 Generation And Fuel | 2011
58 | 1710 | CA | Alta Wind VIII | 57835 | AW08 | 0 | OP | WT | WND | 150 | 0.224 | 294789 | 153247 | Distributed from 923 Generation And Fuel | 2012
59 | 1711 | CA | Alta Wind X | 58394 | AW10 | 0 | OP | WT | WND | 138 | 0.302 | 364926 | 190004 | Distributed from 923 Generation And Fuel | 2014
60 | 1712 | CA | Alta Wind XI | 58395 | AW11 | 0 | OP | WT | WND | 90 | 0.351 | 276368 | 120547 | Distributed from 923 Generation And Fuel | 2014
61 | 1713 | CA | AltaGas Pomona Energy Inc. | 50300 | BESS1 | 0 | OP | BA | MWH | 20 | 0 | 0 | 0 | Distributed from 923 Generation And Fuel | 2016
62 | 1714 | CA | AltaGas Pomona Energy Inc. | 50300 | GEN1 | 0 | OP | GT | NG | 46 | 0.008 | 3190 | 1497 | Distributed from 923 Generation And Fuel | 1985
63 | 1715 | CA | AltaGas Ripon Energy Inc. | 50299 | GEN1 | 0 | OP | GT | NG | 49.5 | 0.025 | 10941 | 5133 | Distributed from 923 Generation And Fuel | 1988
64 | 1716 | CA | Altamont Gas Recovery | 50571 | GEN1 | 0 | OP | GT | LFG | 3 | 0.841 | 22112.5 | 9415.5 | Distributed from 923 Generation And Fuel | 1969
65 | 1717 | CA | Altamont Gas Recovery | 50571 | GEN2 | 0 | OP | GT | LFG | 3 | 0.841 | 22112.5 | 9415.5 | Distributed from 923 Generation And Fuel | 1989
66 | 1718 | CA | Altamont Gas Recovery | 50571 | GEN3 | 0 | OP | IC | LFG | 1.3 | 0.056 | 633.5 | 269.5 | Distributed from 923 Generation And Fuel | 2002
67 | 1719 | CA | Altamont Gas Recovery | 50571 | GEN4 | 0 | OP | IC | LFG | 1.3 | 0.056 | 633.5 | 269.5 | Distributed from 923 Generation And Fuel | 2002
68 | 1721 | CA | Altech III | 50485 | GEN1 | 0 | OP | WT | WND | 21.7 | 0.141 | 26763.622 | 15121.701 | Distributed from 923 Generation And Fuel | 1985
69 | 1722 | CA | Altech III | 50485 | GEN2 | 0 | OP | WT | WND | 3.4 | 0.141 | 4193.378 | 2369.299 | Distributed from 923 Generation And Fuel | 1984
70 | 1725 | CA | Amazon San Bernardino | 59800 | AMZ00 | 0 | OP | FC | NG | 1.1 | 0.822 | 7923 | 3717 | Distributed from 923 Generation And Fuel | 2014
71 | 1726 | CA | Amedee Geothermal Venture I | 50964 | IND | 0 | OP | ST | GEO | 1.5 | 0 | 0 | 0 | Distributed from 923 Generation And Fuel | 1988
72 | 1727 | CA | Amedee Geothermal Venture I | 50964 | SYN | 0 | OP | ST | GEO | 1.5 | 0 | 0 | 0 | Distributed from 923 Generation And Fuel | 1988
73 | 1728 | CA | Ameresco Butte County | 57771 | 1 | 0 | OP | IC | LFG | 2.3 | 0.787 | 15857 | 6752 | Distributed from 923 Generation And Fuel | 2013
74 | 1729 | CA | Ameresco Chiquita Canyon | 56898 | 1 | 0 | OP | GT | LFG | 4.6 | 0.596 | 24023 | 10229 | Distributed from 923 Generation And Fuel | 2010
75 | 1730 | CA | Ameresco Chiquita Canyon | 56898 | 2 | 0 | OP | GT | LFG | 4.6 | 0.596 | 24023 | 10229 | Distributed from 923 Generation And Fuel | 2010
76 | 1731 | CA | Ameresco Forward | 58437 | ENG1 | 0 | OP | IC | LFG | 2.2 | 0.847 | 16324.5 | 6951 | Distributed from 923 Generation And Fuel | 2014
77 | 1732 | CA | Ameresco Forward | 58437 | ENG2 | 0 | OP | IC | LFG | 2.2 | 0.847 | 16324.5 | 6951 | Distributed from 923 Generation And Fuel | 2014
78 | 1733 | CA | Ameresco Johnson Canyon | 58397 | ENG1 | 0 | OP | IC | LFG | 1.4 | 0.853 | 10460 | 4454 | Distributed from 923 Generation And Fuel | 2013
79 | 1734 | CA | Ameresco Keller Canyon | 56897 | 1 | 0 | OP | IC | LFG | 1.9 | 0.91 | 15147.5 | 6450 | Distributed from 923 Generation And Fuel | 2009
80 | 1735 | CA | Ameresco Keller Canyon | 56897 | 2 | 0 | OP | IC | LFG | 1.9 | 0.91 | 15147.5 | 6450 | Distributed from 923 Generation And Fuel | 2009
81 | 1736 | CA | Ameresco Ox Mountain | 56895 | 1 | 0 | OP | IC | LFG | 1.9 | 0.855 | 14231.167 | 6059.667 | Distributed from 923 Generation And Fuel | 2008
82 | 1737 | CA | Ameresco Ox Mountain | 56895 | 2 | 0 | OP | IC | LFG | 1.9 | 0.855 | 14231.167 | 6059.667 | Distributed from 923 Generation And Fuel | 2008
83 | 1738 | CA | Ameresco Ox Mountain | 56895 | 3 | 0 | OP | IC | LFG | 1.9 | 0.855 | 14231.167 | 6059.667 | Distributed from 923 Generation And Fuel | 2008
84 | 1739 | CA | Ameresco Ox Mountain | 56895 | 4 | 0 | OP | IC | LFG | 1.9 | 0.855 | 14231.167 | 6059.667 | Distributed from 923 Generation And Fuel | 2008
85 | 1740 | CA | Ameresco Ox Mountain | 56895 | 5 | 0 | OP | IC | LFG | 1.9 | 0.855 | 14231.167 | 6059.667 | Distributed from 923 Generation And Fuel | 2008
86 | 1741 | CA | Ameresco Ox Mountain | 56895 | 6 | 0 | OP | IC | LFG | 1.9 | 0.855 | 14231.167 | 6059.667 | Distributed from 923 Generation And Fuel | 2008
87 | 1742 | CA | Ameresco San Joaquin | 58436 | ENG1 | 0 | OP | IC | LFG | 2.2 | 0.695 | 13393 | 5703 | Distributed from 923 Generation And Fuel | 2014
88 | 1743 | CA | Ameresco San Joaquin | 58436 | ENG2 | 0 | OP | IC | LFG | 2.2 | 0.695 | 13393 | 5703 | Distributed from 923 Generation And Fuel | 2014
89 | 1744 | CA | Ameresco Santa Cruz Energy | 56428 | Unit1 | 0 | OP | IC | LFG | 1 | 0.747 | 6542 | 2785.667 | Distributed from 923 Generation And Fuel | 2006
90 | 1745 | CA | Ameresco Santa Cruz Energy | 56428 | Unit2 | 0 | OP | IC | LFG | 1 | 0.747 | 6542 | 2785.667 | Distributed from 923 Generation And Fuel | 2006
91 | 1746 | CA | Ameresco Santa Cruz Energy | 56428 | Unit3 | 0 | OP | IC | LFG | 1 | 0.747 | 6542 | 2785.667 | Distributed from 923 Generation And Fuel | 2006
92 | 1747 | CA | Ameresco Vasco Road | 58435 | ENG1 | 0 | OP | IC | LFG | 2.2 | 0.863 | 16625.5 | 7079 | Distributed from 923 Generation And Fuel | 2014
93 | 1748 | CA | Ameresco Vasco Road | 58435 | ENG2 | 0 | OP | IC | LFG | 2.2 | 0.863 | 16625.5 | 7079 | Distributed from 923 Generation And Fuel | 2014
94 | 1750 | CA | Ampersand Chowchilla Biomass LLC | 56706 | AMPC | 1 | OP | ST | WDS | 12.5 | 0.629 | 68912 | 28466 | EIA-923 Generator File | 2008
95 | 1751 | CA | Anaheim GT | 7693 | 1 | 0 | OP | GT | NG | 49.2 | 0.286 | 123093 | 57749 | Distributed from 923 Generation And Fuel | 1991
96 | 1752 | CA | Anaheim Solar Energy Plant | 59416 | PV1 | 0 | OP | PV | SUN | 2.1 | 0.184 | 3389 | 1803 | Distributed from 923 Generation And Fuel | 2014
97 | 1753 | CA | Angels | 215 | 1 | 0 | OP | HY | WAT | 1.4 | 0.476 | 5833 | 3047 | Distributed from 923 Generation And Fuel | 1940
98 | 1754 | CA | Anheuser-Busch #2 | 59331 | ANB2 | 0 | OP | WT | WND | 1.6 | 0.281 | 3936 | 2166 | Distributed from 923 Generation And Fuel | 2014
99 | 1755 | CA | Antelope Big Sky Ranch | 60279 | ABSR | 0 | OP | PV | SUN | 20 | 0.097 | 17070 | 8612 | Distributed from 923 Generation And Fuel | 2016
100 | 1756 | CA | Antelope DSR 1 | 60186 | DSR1 | 0 | OP | PV | SUN | 50 | 0.015 | 6690 | 0 | Distributed from 923 Generation And Fuel | 2016
101 | 1757 | CA | Antelope DSR 2 | 60187 | DSR2 | 0 | OP | PV | SUN | 5 | 0.032 | 1388 | 0 | Distributed from 923 Generation And Fuel | 2016
102 | 1760 | CA | AP North Lake I, LP | 59610 | APNLI | 0 | OP | PV | SUN | 20 |  |  |  |  | 2015
103 | 1764 | CA | Argus Cogen Plant | 10684 | TG8 | 2 | OP | ST | RC | 27.5 | 0.675 | 162502 | 66966 | EIA-923 Generator File | 1978
104 | 1765 | CA | Argus Cogen Plant | 10684 | TG9 | 2 | OP | ST | RC | 27.5 | 0.678 | 163400 | 65073 | EIA-923 Generator File | 1978
105 | 1766 | CA | Arrache 4006 | 58445 | 1 | 0 | OP | PV | SUN | 1 | 0.162 | 1417.5 | 754 | Distributed from 923 Generation And Fuel | 2013
106 | 1767 | CA | Arrache 4006 | 58445 | 2 | 0 | OP | PV | SUN | 1 | 0.162 | 1417.5 | 754 | Distributed from 923 Generation And Fuel | 2013
107 | 1768 | CA | Arrache 4013 | 58446 | 1 | 0 | OP | PV | SUN | 1.5 | 0.336 | 4410 | 2346 | Distributed from 923 Generation And Fuel | 2013
108 | 1769 | CA | Arrache 8083 | 58447 | 1 | 0 | OP | PV | SUN | 1.5 | 0.102 | 1337.625 | 711.75 | Distributed from 923 Generation And Fuel | 2013
109 | 1770 | CA | Arrache 8083 | 58447 | 2 | 0 | OP | PV | SUN | 1.5 | 0.102 | 1337.625 | 711.75 | Distributed from 923 Generation And Fuel | 2013
110 | 1771 | CA | Arrache 8083 | 58447 | 3 | 0 | OP | PV | SUN | 1 | 0.102 | 891.75 | 474.5 | Distributed from 923 Generation And Fuel | 2013
111 | 1773 | CA | ASTI | 58889 | ASTI | 0 | OP | PV | SUN | 1 | 0.176 | 1541 | 820 | Distributed from 923 Generation And Fuel | 2009
112 | 1774 | CA | AT&T Anaheim | 61154 | AT058 | 0 | OP | FC | NG | 1.3 | 0.24 | 2728 | 757 | Distributed from 923 Generation And Fuel | 2016
113 | 1775 | CA | AT&T Holger | 61153 | AT057 | 0 | OP | FC | NG | 1.3 | 0.371 | 4229 | 2617 | Distributed from 923 Generation And Fuel | 2016
114 | 1776 | CA | Atwell Island | 58366 | 1 | 0 | OP | PV | SUN | 20.2 | 0.233 | 41255 | 21948 | Distributed from 923 Generation And Fuel | 2013
115 | 1777 | CA | Atwell Island West Solar | 59414 | AWCA | 0 | OP | PV | SUN | 20 | 0.325 | 56979 | 30313 | Distributed from 923 Generation And Fuel | 2015
116 | 1778 | CA | AV Solar Ranch One | 57378 | AVSR | 0 | OP | PV | SUN | 253 | 0.277 | 614294 | 306629 | Distributed from 923 Generation And Fuel | 2014
117 | 1779 | CA | Avenal Park | 57359 | 1 | 0 | OP | PV | SUN | 6 | 0.243 | 12761 | 6789 | Distributed from 923 Generation And Fuel | 2011
118 | 1780 | CA | AVS Lancaster 1 | 60085 | PV1 | 0 | OP | PV | SUN | 3.7 | 0 | 0 | 0 | Distributed from 923 Generation And Fuel | 2016
119 | 1781 | CA | Azusa | 6449 | 1 | 0 | OP | HY | WAT | 3 | 0 | 0 | 0 | Distributed from 923 Generation And Fuel | 1949
120 | 1782 | CA | B Braun Medical | 50200 | GEN1 | 0 | OP | GT | NG | 2.8 | 0.684 | 16777.049 | 7870.754 | Distributed from 923 Generation And Fuel | 1982
121 | 1783 | CA | B Braun Medical | 50200 | GEN2 | 0 | OP | GT | NG | 3.3 | 0.684 | 19772.951 | 9276.246 | Distributed from 923 Generation And Fuel | 1995
122 | 1784 | CA | Badger Creek Limited | 10650 | GEN1 | 0 | OP | GT | NG | 46 | 0.008 | 3339 | 1566 | Distributed from 923 Generation And Fuel | 1991
123 | 1785 | CA | Baker Creek Hydroelectric | 59428 | GENE1 | 0 | OP | HY | WAT | 1.4 | 0.311 | 3812.667 | 1991.733 | Distributed from 923 Generation And Fuel | 2014
124 | 1786 | CA | Baker Creek Hydroelectric | 59428 | GENE2 | 0 | OP | HY | WAT | 0.1 | 0.311 | 272.333 | 142.267 | Distributed from 923 Generation And Fuel | 2014
125 | 1787 | CA | Bakersfield 111 | 59948 | BF111 | 0 | OP | PV | SUN | 1.4 | 0.271 | 3323 | 1768 | Distributed from 923 Generation And Fuel | 2015
126 | 1788 | CA | Bakersfield College Solar 01 | 57655 | BC01 | 0 | OP | PV | SUN | 1.1 | 0.212 | 2046 | 1088 | Distributed from 923 Generation And Fuel | 2010
127 | 1791 | CA | Balch 1 | 217 | 1 | 0 | OP | HY | WAT | 31 | 0.488 | 132644 | 69298 | Distributed from 923 Generation And Fuel | 1927
128 | 1792 | CA | Balch 2 | 218 | 2 | 0 | OP | HY | WAT | 48.6 | 0.39 | 165958 | 102035.5 | Distributed from 923 Generation And Fuel | 1958
129 | 1793 | CA | Balch 2 | 218 | 3 | 0 | OP | HY | WAT | 48.6 | 0.39 | 165958 | 102035.5 | Distributed from 923 Generation And Fuel | 1958
130 | 1794 | CA | Barre Peaker | 56474 | 1 | 0 | OP | GT | NG | 49.8 | 0.066 | 28750 | 13488 | Distributed from 923 Generation And Fuel | 2007
131 | 1803 | CA | Bear Creek | 50156 | GEN1 | 0 | OP | HY | WAT | 3.2 | 0.217 | 6078 | 3175 | Distributed from 923 Generation And Fuel | 1990
132 | 1804 | CA | Bear Creek Solar | 58508 | PV3 | 0 | OP | PV | SUN | 1.5 | 0.283 | 3722 | 1980 | Distributed from 923 Generation And Fuel | 2014
133 | 1805 | CA | Bear Mountain Limited | 10649 | GEN1 | 0 | OP | GT | NG | 46 | 0.02 | 8073 | 3787 | Distributed from 923 Generation And Fuel | 1995
134 | 1806 | CA | Bear Valley | 457 | HC1 | 0 | OP | HY | WAT | 0.7 | 0.066 | 403 | 210.5 | Distributed from 923 Generation And Fuel | 1986
135 | 1807 | CA | Bear Valley | 457 | HC2 | 0 | OP | HY | WAT | 0.7 | 0.066 | 403 | 210.5 | Distributed from 923 Generation And Fuel | 1986
136 | 1808 | CA | Bear Valley Power Plant | 56346 | ICE1 | 0 | OP | IC | NG | 1.2 |  | -5.143 | -2.413 | Data from EIA-923 Generator File overwritten with distributed data from EIA-923 Generation and Fuel | 2005
137 | 1809 | CA | Bear Valley Power Plant | 56346 | ICE2 | 0 | OP | IC | NG | 1.2 |  | -5.143 | -2.413 | Data from EIA-923 Generator File overwritten with distributed data from EIA-923 Generation and Fuel | 2005
138 | 1810 | CA | Bear Valley Power Plant | 56346 | ICE3 | 0 | OP | IC | NG | 1.2 |  | -5.143 | -2.413 | Data from EIA-923 Generator File overwritten with distributed data from EIA-923 Generation and Fuel | 2005
139 | 1811 | CA | Bear Valley Power Plant | 56346 | ICE4 | 0 | OP | IC | NG | 1.2 |  | -5.143 | -2.413 | Data from EIA-923 Generator File overwritten with distributed data from EIA-923 Generation and Fuel | 2005
140 | 1812 | CA | Bear Valley Power Plant | 56346 | ICE5 | 0 | OP | IC | NG | 1.2 |  | -5.143 | -2.413 | Data from EIA-923 Generator File overwritten with distributed data from EIA-923 Generation and Fuel | 2005
141 | 1813 | CA | Bear Valley Power Plant | 56346 | ICE6 | 0 | OP | IC | NG | 1.2 |  | -5.143 | -2.413 | Data from EIA-923 Generator File overwritten with distributed data from EIA-923 Generation and Fuel | 2005
142 | 1814 | CA | Bear Valley Power Plant | 56346 | ICE7 | 0 | OP | IC | NG | 1.2 |  | -5.143 | -2.413 | Data from EIA-923 Generator File overwritten with distributed data from EIA-923 Generation and Fuel | 2005
143 | 1815 | CA | Beardsley | 414 | 1 | 0 | OP | HY | WAT | 10 | 0.781 | 68443 | 35757 | Distributed from 923 Generation And Fuel | 1957
144 | 1816 | CA | Belden | 219 | 1 | 0 | OP | HY | WAT | 117.9 | 0.176 | 181578 | 145227 | Distributed from 923 Generation And Fuel | 1969
145 | 1817 | CA | Beringer | 58890 | BERI | 0 | OP | PV | SUN | 1.2 | 0.155 | 1629 | 867 | Distributed from 923 Generation And Fuel | 2009
146 | 1818 | CA | Berry Cogen | 50170 | GEN1 | 0 | OP | GT | NG | 38.7 | 0.915 | 310119 | 145492 | Distributed from 923 Generation And Fuel | 1986
147 | 1819 | CA | Berry Cogen Tanne Hills 18 | 50622 | GEN1 | 0 | OP | GT | NG | 8.8 | 0.877 | 67573 | 31702 | Distributed from 923 Generation And Fuel | 1986
148 | 1820 | CA | Berry Cogen Tanne Hills 18 | 50622 | GEN2 | 0 | OP | GT | NG | 8.8 | 0.877 | 67573 | 31702 | Distributed from 923 Generation And Fuel | 1986
149 | 1821 | CA | Berry Placerita Cogen | 52096 | GEN1 | 0 | OP | GT | NG | 21.4 | 0.811 | 152029 | 71324 | Distributed from 923 Generation And Fuel | 1990
150 | 1822 | CA | Berry Placerita Cogen | 52096 | GEN2 | 0 | OP | GT | NG | 21.4 | 0.811 | 152029 | 71324 | Distributed from 923 Generation And Fuel | 1990
151 | 1823 | CA | Bidwell Ditch Project | 10880 | GEN1 | 0 | OP | HY | WAT | 1.8 | 0.641 | 10103 | 5278 | Distributed from 923 Generation And Fuel | 1987
152 | 1824 | CA | Big Creek 1 | 317 | 1 | 0 | OP | HY | WAT | 19.8 | 0.364 | 63203.213 | 42393.95 | Distributed from 923 Generation And Fuel | 1913
153 | 1825 | CA | Big Creek 1 | 317 | 2 | 0 | OP | HY | WAT | 15.8 | 0.364 | 50434.887 | 33829.516 | Distributed from 923 Generation And Fuel | 1913
154 | 1826 | CA | Big Creek 1 | 317 | 3 | 0 | OP | HY | WAT | 21.6 | 0.364 | 68948.959 | 46247.946 | Distributed from 923 Generation And Fuel | 1923
155 | 1827 | CA | Big Creek 1 | 317 | 4 | 0 | OP | HY | WAT | 31.2 | 0.364 | 99592.941 | 66802.588 | Distributed from 923 Generation And Fuel | 1925
156 | 1828 | CA | Big Creek 2 | 318 | 3 | 0 | OP | HY | WAT | 15.8 | 0.57 | 78914.357 | 41228.036 | Distributed from 923 Generation And Fuel | 1913
157 | 1829 | CA | Big Creek 2 | 318 | 4 | 0 | OP | HY | WAT | 15.8 | 0.57 | 78914.357 | 41228.036 | Distributed from 923 Generation And Fuel | 1914
158 | 1830 | CA | Big Creek 2 | 318 | 5 | 0 | OP | HY | WAT | 17.5 | 0.57 | 87405.143 | 45663.964 | Distributed from 923 Generation And Fuel | 1921
159 | 1831 | CA | Big Creek 2 | 318 | 6 | 0 | OP | HY | WAT | 17.5 | 0.57 | 87405.143 | 45663.964 | Distributed from 923 Generation And Fuel | 1925
160 | 1832 | CA | Big Creek 2A | 322 | 1 | 0 | OP | HY | WAT | 55 | 0.373 | 179622 | 134062 | Distributed from 923 Generation And Fuel | 1928
161 | 1833 | CA | Big Creek 2A | 322 | 2 | 0 | OP | HY | WAT | 55 | 0.373 | 179622 | 134062 | Distributed from 923 Generation And Fuel | 1928
162 | 1834 | CA | Big Creek 3 | 319 | 1 | 0 | OP | HY | WAT | 34 | 0.499 | 148737.238 | 78316.126 | Distributed from 923 Generation And Fuel | 1923
163 | 1835 | CA | Big Creek 3 | 319 | 2 | 0 | OP | HY | WAT | 34 | 0.499 | 148737.238 | 78316.126 | Distributed from 923 Generation And Fuel | 1923
164 | 1836 | CA | Big Creek 3 | 319 | 3 | 0 | OP | HY | WAT | 34 | 0.499 | 148737.238 | 78316.126 | Distributed from 923 Generation And Fuel | 1923
165 | 1837 | CA | Big Creek 3 | 319 | 4 | 0 | OP | HY | WAT | 36 | 0.499 | 157486.487 | 82922.957 | Distributed from 923 Generation And Fuel | 1948
166 | 1838 | CA | Big Creek 3 | 319 | 5 | 0 | OP | HY | WAT | 36.5 | 0.499 | 159673.799 | 84074.665 | Distributed from 923 Generation And Fuel | 1980
167 | 1839 | CA | Big Creek 4 | 320 | 1 | 0 | OP | HY | WAT | 50 | 0.432 | 189319 | 103251 | Distributed from 923 Generation And Fuel | 1951
168 | 1840 | CA | Big Creek 4 | 320 | 2 | 0 | OP | HY | WAT | 50 | 0.432 | 189319 | 103251 | Distributed from 923 Generation And Fuel | 1951
169 | 1841 | CA | Big Creek 8 | 321 | 1 | 0 | OP | HY | WAT | 30 | 0.324 | 85108.8 | 44464 | Distributed from 923 Generation And Fuel | 1921
170 | 1842 | CA | Big Creek 8 | 321 | 2 | 0 | OP | HY | WAT | 45 | 0.324 | 127663.2 | 66696 | Distributed from 923 Generation And Fuel | 1929
171 | 1843 | CA | Big Creek Water Works | 10282 | BCHY | 0 | OP | HY | WAT | 5 | 0.238 | 10436 | 5452 | Distributed from 923 Generation And Fuel | 1987
172 | 1844 | CA | Big Pine Creek | 391 | 1 | 0 | OP | HY | WAT | 3.2 | 0.053 | 1484 | 775 | Distributed from 923 Generation And Fuel | 1925
173 | 1846 | CA | Biola University | 54296 | EG1 | 0 | OP | IC | NG | 0.6 | 0.669 | 3514.091 | 1648.636 | Distributed from 923 Generation And Fuel | 1990
174 | 1847 | CA | Biola University | 54296 | EG2 | 0 | OP | IC | NG | 0.6 | 0.669 | 3514.091 | 1648.636 | Distributed from 923 Generation And Fuel | 1990
175 | 1848 | CA | Biola University | 54296 | EG3 | 0 | OP | IC | NG | 1 | 0.669 | 5856.818 | 2747.727 | Distributed from 923 Generation And Fuel | 2002
176 | 1849 | CA | Bishop Creek 2 | 323 | 1 | 0 | OP | HY | WAT | 2.5 | 0.389 | 8514.041 | 4447.945 | Distributed from 923 Generation And Fuel | 1908
177 | 1850 | CA | Bishop Creek 2 | 323 | 2 | 0 | OP | HY | WAT | 2.5 | 0.389 | 8514.041 | 4447.945 | Distributed from 923 Generation And Fuel | 1908
178 | 1851 | CA | Bishop Creek 2 | 323 | 3 | 0 | OP | HY | WAT | 2.3 | 0.389 | 7832.918 | 4092.11 | Distributed from 923 Generation And Fuel | 1911
179 | 1852 | CA | Bishop Creek 3 | 324 | 1 | 0 | OP | HY | WAT | 2.8 | 0.311 | 7626.667 | 3984.333 | Distributed from 923 Generation And Fuel | 1913
180 | 1853 | CA | Bishop Creek 3 | 324 | 2 | 0 | OP | HY | WAT | 2.8 | 0.311 | 7626.667 | 3984.333 | Distributed from 923 Generation And Fuel | 1913
181 | 1854 | CA | Bishop Creek 3 | 324 | 3 | 0 | OP | HY | WAT | 2.8 | 0.311 | 7626.667 | 3984.333 | Distributed from 923 Generation And Fuel | 1913
182 | 1855 | CA | Bishop Creek 4 | 325 | 1 | 0 | OP | HY | WAT | 1 | 0.33 | 2888.78 | 1509.268 | Distributed from 923 Generation And Fuel | 1905
183 | 1856 | CA | Bishop Creek 4 | 325 | 2 | 0 | OP | HY | WAT | 1 | 0.33 | 2888.78 | 1509.268 | Distributed from 923 Generation And Fuel | 1905
184 | 1857 | CA | Bishop Creek 4 | 325 | 3 | 0 | OP | HY | WAT | 2 | 0.33 | 5777.561 | 3018.537 | Distributed from 923 Generation And Fuel | 1906
185 | 1858 | CA | Bishop Creek 4 | 325 | 4 | 0 | OP | HY | WAT | 2.2 | 0.33 | 6355.317 | 3320.39 | Distributed from 923 Generation And Fuel | 1907
186 | 1859 | CA | Bishop Creek 4 | 325 | 5 | 0 | OP | HY | WAT | 2 | 0.33 | 5777.561 | 3018.537 | Distributed from 923 Generation And Fuel | 1909
187 | 1860 | CA | Bishop Creek 5 | 326 | 1 | 0 | OP | HY | WAT | 2 | 0.275 | 4818.667 | 2517.333 | Distributed from 923 Generation And Fuel | 1943
188 | 1861 | CA | Bishop Creek 5 | 326 | 2 | 0 | OP | HY | WAT | 2.5 | 0.275 | 6023.333 | 3146.667 | Distributed from 923 Generation And Fuel | 1919
189 | 1862 | CA | Bishop Creek 6 | 327 | 1 | 0 | OP | HY | WAT | 1.6 | 0.572 | 8024 | 4192 | Distributed from 923 Generation And Fuel | 1913
190 | 1863 | CA | Black Butte | 7229 | 1 | 0 | OP | HY | WAT | 6.1 | 0.177 | 9463 | 4944 | Distributed from 923 Generation And Fuel | 1988
191 | 1867 | CA | Blacksand Generating Facility | 56090 | D182 | 0 | OP | GT | OG | 4 | 0.407 | 14259 | 5860 | Distributed from 923 Generation And Fuel | 2000
192 | 1868 | CA | Blacksand Generating Facility | 56090 | D189 | 0 | OP | GT | OG | 3.7 | 0.407 | 13189.575 | 5420.5 | Distributed from 923 Generation And Fuel | 2000
193 | 1869 | CA | Blacksand Generating Facility | 56090 | D190 | 0 | OP | GT | OG | 0.3 | 0.407 | 1069.425 | 439.5 | Distributed from 923 Generation And Fuel | 2012
194 | 1871 | CA | Blue Lake Power LLC | 10764 | GEN1 | 1 | OP | ST | WDS | 13.8 | 0 | 50 | 0 | EIA-923 Generator File | 1985
195 | 1872 | CA | Blythe Energy Inc | 55295 | CT1 | 0 | OP | CT | NG | 182 | 0.173 | 276408 | 191940 | EIA-923 Generator File | 2003
196 | 1873 | CA | Blythe Energy Inc | 55295 | CT2 | 0 | OP | CT | NG | 182 | 0.181 | 289076 | 186849 | EIA-923 Generator File | 2003
197 | 1874 | CA | Blythe Energy Inc | 55295 | ST1 | 2 | OP | CA | NG | 227 | 0.149 | 297240 | 201122 | EIA-923 Generator File | 2003
198 | 1875 | CA | Blythe Solar 110, LLC | 60093 | BLCK1 | 0 | OP | PV | SUN | 38.7 | 0.22 | 74485.516 | 49620.59 | Distributed from 923 Generation And Fuel | 2016
199 | 1876 | CA | Blythe Solar 110, LLC | 60093 | BLCK2 | 0 | OP | PV | SUN | 36.3 | 0.22 | 69866.26 | 46543.344 | Distributed from 923 Generation And Fuel | 2016
200 | 1877 | CA | Blythe Solar 110, LLC | 60093 | BLCK3 | 0 | OP | PV | SUN | 34.8 | 0.22 | 66979.224 | 44620.066 | Distributed from 923 Generation And Fuel | 2016
201 | 1878 | CA | Blythe Solar II, LLC | 60092 | BLCK4 | 0 | OP | PV | SUN | 33.2 | 0.088 | 25686.982 | 11655.174 | Distributed from 923 Generation And Fuel | 2016
202 | 1879 | CA | Blythe Solar II, LLC | 60092 | BLCK5 | 0 | OP | PV | SUN | 33.9 | 0.088 | 26228.575 | 11900.915 | Distributed from 923 Generation And Fuel | 2016
203 | 1880 | CA | Blythe Solar II, LLC | 60092 | BLCK6 | 0 | OP | PV | SUN | 32 | 0.088 | 24758.537 | 11233.902 | Distributed from 923 Generation And Fuel | 2016
204 | 1881 | CA | Blythe Solar II, LLC | 60092 | BLCK7 | 0 | OP | PV | SUN | 32.1 | 0.088 | 24835.907 | 11269.008 | Distributed from 923 Generation And Fuel | 2016
205 | 1890 | CA | Bolthouse S&P and Rowen Farms Solar | 56862 | 1 | 0 | OP | PV | SUN | 0.3 | 0.359 | 944.5 | 502.5 | Distributed from 923 Generation And Fuel | 2008
206 | 1891 | CA | Bolthouse S&P and Rowen Farms Solar | 56862 | 2 | 0 | OP | PV | SUN | 0.3 | 0.359 | 944.5 | 502.5 | Distributed from 923 Generation And Fuel | 2008
207 | 1892 | CA | Bolthouse S&P and Rowen Farms Solar | 56862 | 3 | 0 | OP | PV | SUN | 0.3 | 0.359 | 944.5 | 502.5 | Distributed from 923 Generation And Fuel | 2008
208 | 1893 | CA | Bolthouse S&P and Rowen Farms Solar | 56862 | 4 | 0 | OP | PV | SUN | 0.3 | 0.359 | 944.5 | 502.5 | Distributed from 923 Generation And Fuel | 2008
209 | 1895 | CA | Borel | 328 | 1 | 0 | OP | HY | WAT | 3 |  | -54.5 | -28.473 | Data from EIA-923 Generator File overwritten with distributed data from EIA-923 Generation and Fuel | 1904
210 | 1896 | CA | Borel | 328 | 2 | 0 | OP | HY | WAT | 3 |  | -54.5 | -28.473 | Data from EIA-923 Generator File overwritten with distributed data from EIA-923 Generation and Fuel | 1904
211 | 1897 | CA | Borel | 328 | 3 | 0 | OP | HY | WAT | 6 |  | -109 | -56.946 | Data from EIA-923 Generator File overwritten with distributed data from EIA-923 Generation and Fuel | 1932
212 | 1898 | CA | Borrego Springs Energy Storage | 60565 | SES1 | 0 | OP | BA | MWH | 0.5 |  | -37 | -16.441 | Data from EIA-923 Generator File overwritten with distributed data from EIA-923 Generation and Fuel | 2012
213 | 1899 | CA | Borrego Springs Energy Storage | 60565 | SES2 | 0 | OP | BA | MWH | 1 |  | -74 | -32.882 | Data from EIA-923 Generator File overwritten with distributed data from EIA-923 Generation and Fuel | 2014
214 | 1901 | CA | Bowerman Power LFG, LLC | 59461 | GEN01 | 0 | OP | IC | LFG | 3.4 | 0.517 | 15400.429 | 8696 | Distributed from 923 Generation And Fuel | 2016
215 | 1902 | CA | Bowerman Power LFG, LLC | 59461 | GEN02 | 0 | OP | IC | LFG | 3.4 | 0.517 | 15400.429 | 8696 | Distributed from 923 Generation And Fuel | 2016
216 | 1903 | CA | Bowerman Power LFG, LLC | 59461 | GEN03 | 0 | OP | IC | LFG | 3.4 | 0.517 | 15400.429 | 8696 | Distributed from 923 Generation And Fuel | 2016
217 | 1904 | CA | Bowerman Power LFG, LLC | 59461 | GEN04 | 0 | OP | IC | LFG | 3.4 | 0.517 | 15400.429 | 8696 | Distributed from 923 Generation And Fuel | 2016
218 | 1905 | CA | Bowerman Power LFG, LLC | 59461 | GEN05 | 0 | OP | IC | LFG | 3.4 | 0.517 | 15400.429 | 8696 | Distributed from 923 Generation And Fuel | 2016
219 | 1906 | CA | Bowerman Power LFG, LLC | 59461 | GEN06 | 0 | OP | IC | LFG | 3.4 | 0.517 | 15400.429 | 8696 | Distributed from 923 Generation And Fuel | 2016
220 | 1907 | CA | Bowerman Power LFG, LLC | 59461 | GEN07 | 0 | OP | IC | LFG | 3.4 | 0.517 | 15400.429 | 8696 | Distributed from 923 Generation And Fuel | 2016
221 | 1908 | CA | Bowman | 50546 | GEN1 | 0 | OP | HY | WAT | 3.6 | 0.466 | 14700 | 7680 | Distributed from 923 Generation And Fuel | 1986
222 | 1909 | CA | Box Canyon Dam | 50179 | GEN1 | 0 | OP | HY | WAT | 2.5 | 0.546 | 11956 | 6246.5 | Distributed from 923 Generation And Fuel | 1986
223 | 1910 | CA | Box Canyon Dam | 50179 | GEN2 | 0 | OP | HY | WAT | 2.5 | 0.546 | 11956 | 6246.5 | Distributed from 923 Generation And Fuel | 1986
224 | 1920 | CA | Brea Expansion Plant | 58007 | G1 | 0 | OP | CT | LFG | 6.8 | 0.765 | 45580.3 | 18561 | EIA-923 Generator File | 2012
225 | 1921 | CA | Brea Expansion Plant | 58007 | G2 | 0 | OP | CT | LFG | 6.8 | 0.761 | 45311.61 | 18574 | EIA-923 Generator File | 2012
226 | 1922 | CA | Brea Expansion Plant | 58007 | G3 | 0 | OP | CT | LFG | 6.8 | 0.76 | 45266.02 | 18569 | EIA-923 Generator File | 2012
227 | 1923 | CA | Brea Expansion Plant | 58007 | G4 | 0 | OP | CT | LFG | 6.8 | 0.762 | 45416.37 | 18696 | EIA-923 Generator File | 2012
228 | 1924 | CA | Brea Expansion Plant | 58007 | G5 | 4 | OP | CA | LFG | 10 | 0.777 | 68038.71 | 27861 | EIA-923 Generator File | 2012
229 | 1926 | CA | Broadridge Cogen | 57580 | CG1 | 0 | OP | IC | NG | 2.1 | 0.343 | 6309 | 2960 | Distributed from 923 Generation And Fuel | 2008
230 | 1927 | CA | Broadridge Cogen | 57580 | CG2 | 0 | OP | IC | NG | 2.1 | 0.343 | 6309 | 2960 | Distributed from 923 Generation And Fuel | 2008
231 | 1931 | CA | Brookfield Tehachapi 1 | 57962 | BT1 | 0 | OP | WT | WND | 102 | 0.321 | 286428 | 145907 | Distributed from 923 Generation And Fuel | 2012
232 | 1933 | CA | Bucks Creek | 220 | H1 | 0 | OP | HY | WAT | 33 | 0.45 | 130196.5 | 68020 | Distributed from 923 Generation And Fuel | 1928
233 | 1934 | CA | Bucks Creek | 220 | H2 | 0 | OP | HY | WAT | 33 | 0.45 | 130196.5 | 68020 | Distributed from 923 Generation And Fuel | 1928
234 | 1935 | CA | Buena Vista Biomass Power | 58472 | 1 | 1 | OP | ST | WDS | 22.5 | 0.088 | 17414 | 0 | EIA-923 Generator File | 2012
235 | 1936 | CA | Buena Vista Energy LLC | 56446 | 1 | 0 | OP | WT | WND | 38 | 0.285 | 94980 | 64211 | Distributed from 923 Generation And Fuel | 2006
236 | 1937 | CA | Buidling L | 60154 | BLDG1 | 0 | OP | PV | SUN | 1 | 0.007 | 57 | 0 | Distributed from 923 Generation And Fuel | 2016
237 | 1938 | CA | Building F | 60151 | BLDGF | 0 | OP | PV | SUN | 1.3 | 0.006 | 71 | 0 | Distributed from 923 Generation And Fuel | 2016
238 | 1939 | CA | Building G | 60153 | BLDGG | 0 | OP | PV | SUN | 1.2 | 0.008 | 86 | 28 | Distributed from 923 Generation And Fuel | 2016
239 | 1940 | CA | Burney Creek | 10706 | GEN1 | 0 | OP | HY | WAT | 3 | 0.272 | 7147 | 3734 | Distributed from 923 Generation And Fuel | 1990
240 | 1941 | CA | Burney Forest Products | 10652 | GEN1 | 2 | OP | ST | WDS | 31 | 0.772 | 209592 | 94780 | EIA-923 Generator File | 1989
241 | 1943 | CA | Butt Valley | 221 | 1 | 0 | OP | HY | WAT | 40 | 0.219 | 76608 | 40023 | Distributed from 923 Generation And Fuel | 1958
242 | 1944 | CA | Butte College Main Campus Solar | 57970 | SOL1 | 0 | OP | PV | SUN | 3.5 | 0.166 | 5092 | 2709 | Distributed from 923 Generation And Fuel | 2011
243 | 1945 | CA | C P Kelco San Diego Plant | 52147 | GEN1 | 0 | OP | GT | NG | 8 | 0.363 | 25422.857 | 11927.143 | Distributed from 923 Generation And Fuel | 1983
244 | 1946 | CA | C P Kelco San Diego Plant | 52147 | GEN2 | 0 | OP | GT | NG | 10 | 0.363 | 31778.571 | 14908.929 | Distributed from 923 Generation And Fuel | 1983
245 | 1947 | CA | C P Kelco San Diego Plant | 52147 | GEN3 | 0 | OP | GT | NG | 10 | 0.363 | 31778.571 | 14908.929 | Distributed from 923 Generation And Fuel | 1983
246 | 1948 | CA | C&H Sugar Plant | 58251 | TG3 | 0 | OP | ST | PUR | 4 | 0.615 | 21535 | 9569 | Distributed from 923 Generation And Fuel | 1958
247 | 1949 | CA | C&H Sugar Plant | 58251 | TG4 | 0 | OP | ST | PUR | 4 | 0.615 | 21535 | 9569 | Distributed from 923 Generation And Fuel | 1957
248 | 1953 | CA | Cabazon Wind Farm | 50552 | WGNS | 0 | OP | WT | WND | 39.7 | 0.166 | 57869 | 31907 | Distributed from 923 Generation And Fuel | 1999
249 | 1954 | CA | Cabazon Wind Partners | 56011 | V-47 | 0 | OP | WT | WND | 41 | 0.325 | 116855 | 55228 | Distributed from 923 Generation And Fuel | 2002
250 | 1955 | CA | Calabasas Gas to Energy Facility | 57163 | GEN1 | 0 | OP | GT | LFG | 4.6 | 0.286 | 11509.667 | 4901 | Distributed from 923 Generation And Fuel | 2010
251 | 1956 | CA | Calabasas Gas to Energy Facility | 57163 | GEN2 | 0 | OP | GT | LFG | 4.6 | 0.286 | 11509.667 | 4901 | Distributed from 923 Generation And Fuel | 2010
252 | 1957 | CA | Calabasas Gas to Energy Facility | 57163 | GEN3 | 0 | OP | GT | LFG | 4.6 | 0.286 | 11509.667 | 4901 | Distributed from 923 Generation And Fuel | 2010
253 | 1961 | CA | California Institute of Technology | 10262 | GEN6 | 0 | OP | CT | NG | 10.5 | 0.754 | 69391 | 32188 | EIA-923 Generator File | 2003
254 | 1962 | CA | California Institute of Technology | 10262 | GEN7 | 0 | OP | CA | NG | 2.5 | 0.511 | 11180 | 4141 | EIA-923 Generator File | 2003
255 | 1968 | CA | California PV Energy at ISD WWTP | 59283 | W4236 | 0 | OP | PV | SUN | 1 | 0.25 | 2193 | 1167 | Distributed from 923 Generation And Fuel | 2014
256 | 1969 | CA | California State University San Bernardi | 57544 | FC01 | 0 | OP | FC | NG | 1.4 | 0.547 | 6710 | 3148 | Distributed from 923 Generation And Fuel | 2013
257 | 1970 | CA | California Valley Solar Ranch | 57439 | HPR2 | 0 | OP | PV | SUN | 32.3 | 0.311 | 87899.963 | 48100.622 | Distributed from 923 Generation And Fuel | 2013
258 | 1971 | CA | California Valley Solar Ranch | 57439 | HPR2A | 0 | OP | PV | SUN | 21 | 0.311 | 57148.583 | 31272.85 | Distributed from 923 Generation And Fuel | 2012
259 | 1972 | CA | California Valley Solar Ranch | 57439 | HPR2B | 0 | OP | PV | SUN | 86.5 | 0.311 | 235397.734 | 128814.359 | Distributed from 923 Generation And Fuel | 2013
260 | 1973 | CA | California Valley Solar Ranch | 57439 | HPR2C | 0 | OP | PV | SUN | 70 | 0.311 | 190495.276 | 104242.834 | Distributed from 923 Generation And Fuel | 2013
261 | 1974 | CA | California Valley Solar Ranch | 57439 | HPR2D | 0 | OP | PV | SUN | 40 | 0.311 | 108854.444 | 59567.334 | Distributed from 923 Generation And Fuel | 2013
262 | 1975 | CA | Calipatria Solar Farm | 59088 | GEN 1 | 0 | OP | PV | SUN | 20 | 0.258 | 45140 | 24980 | Distributed from 923 Generation And Fuel | 2016
263 | 1976 | CA | Calistoga Power Plant | 50066 | UNT1 | 0 | OP | ST | GEO | 88.2 | 0.361 | 278824.5 | 111556 | Distributed from 923 Generation And Fuel | 1984
264 | 1977 | CA | Calistoga Power Plant | 50066 | UNT2 | 0 | OP | ST | GEO | 88.2 | 0.361 | 278824.5 | 111556 | Distributed from 923 Generation And Fuel | 1984
265 | 1978 | CA | CalPeak Power - Panoche | 55508 | CPP2 | 0 | OP | GT | NG | 60.5 | 0.034 | 17941 | 8417 | Distributed from 923 Generation And Fuel | 2001
266 | 1979 | CA | CalPeak Power - Panoche | 55508 | 8 | 0 | OP | GT | NG | 49.9 | 0.019 | 8135 | 3817 | Distributed from 923 Generation And Fuel | 1973
267 | 1980 | CA | CalPeak Power Border Peaker Plant | 55510 | CPP4 | 0 | OP | GT | NG | 60.5 | 0.022 | 11404 | 5350 | Distributed from 923 Generation And Fuel | 2001
268 | 1981 | CA | CalPeak Power Enterprise Peaker Plant | 55513 | CPP7 | 0 | OP | GT | NG | 58.9 | 0.024 | 12176 | 5712 | Distributed from 923 Generation And Fuel | 2001
269 | 1982 | CA | CalPeak Power Vaca Dixon Peaker Plant | 55499 | CPP1 | 0 | OP | GT | NG | 60.5 | 0.026 | 13758 | 6455 | Distributed from 923 Generation And Fuel | 2002
270 | 1983 | CA | CalRenew-1 | 56768 | CR1 | 0 | OP | PV | SUN | 5 | 0.214 | 9358 | 4978 | Distributed from 923 Generation And Fuel | 2010
271 | 1984 | CA | Caltech Central | 57460 | CL00 | 0 | OP | FC | OBG | 0.1 | 0.001 | 0.727 | 0.273 | Distributed from 923 Generation And Fuel | 2010 | 2020
272 | 1985 | CA | Caltech Central | 57460 | CL01 | 0 | OP | FC | OBG | 0.1 | 0.001 | 0.727 | 0.273 | Distributed from 923 Generation And Fuel | 2010 | 2020
273 | 1986 | CA | Caltech Central | 57460 | CL02 | 0 | OP | FC | OBG | 0.1 | 0.001 | 0.727 | 0.273 | Distributed from 923 Generation And Fuel | 2010 | 2020
274 | 1987 | CA | Caltech Central | 57460 | CL03 | 0 | OP | FC | OBG | 0.1 | 0.001 | 0.727 | 0.273 | Distributed from 923 Generation And Fuel | 2010 | 2020
275 | 1988 | CA | Caltech Central | 57460 | CL04 | 0 | OP | FC | OBG | 0.1 | 0.001 | 0.727 | 0.273 | Distributed from 923 Generation And Fuel | 2010 | 2020
276 | 1989 | CA | Caltech Central | 57460 | CL05 | 0 | OP | FC | OBG | 0.1 | 0.001 | 0.727 | 0.273 | Distributed from 923 Generation And Fuel | 2010 | 2020
277 | 1990 | CA | Caltech Central | 57460 | CL06 | 0 | OP | FC | OBG | 0.1 | 0.001 | 0.727 | 0.273 | Distributed from 923 Generation And Fuel | 2010 | 2020
278 | 1991 | CA | Caltech Central | 57460 | CL07 | 0 | OP | FC | OBG | 0.1 | 0.001 | 0.727 | 0.273 | Distributed from 923 Generation And Fuel | 2010 | 2020
279 | 1992 | CA | Caltech Central | 57460 | CL08 | 0 | OP | FC | OBG | 0.1 | 0.001 | 0.727 | 0.273 | Distributed from 923 Generation And Fuel | 2010 | 2020
280 | 1993 | CA | Caltech Central | 57460 | CL09 | 0 | OP | FC | OBG | 0.1 | 0.001 | 0.727 | 0.273 | Distributed from 923 Generation And Fuel | 2010 | 2020
281 | 1994 | CA | Caltech Central | 57460 | CL10 | 0 | OP | FC | OBG | 0.1 | 0.001 | 0.727 | 0.273 | Distributed from 923 Generation And Fuel | 2010 | 2020
282 | 1995 | CA | Camanche | 537 | 1 | 0 | OP | HY | WAT | 3.6 | 0.175 | 5516.333 | 2882 | Distributed from 923 Generation And Fuel | 1983
283 | 1996 | CA | Camanche | 537 | 2 | 0 | OP | HY | WAT | 3.6 | 0.175 | 5516.333 | 2882 | Distributed from 923 Generation And Fuel | 1983
284 | 1997 | CA | Camanche | 537 | 3 | 0 | OP | HY | WAT | 3.6 | 0.175 | 5516.333 | 2882 | Distributed from 923 Generation And Fuel | 1983
285 | 1998 | CA | Cameron Ridge LLC | 10586 | EXIS | 0 | OP | WT | WND | 59.6 | 0.333 | 173868 | 84926 | Distributed from 923 Generation And Fuel | 1984
286 | 1999 | CA | Camino | 430 | H1 | 0 | OP | HY | WAT | 78.9 | 0.292 | 202002 | 86139.5 | Distributed from 923 Generation And Fuel | 1963
287 | 2000 | CA | Camino | 430 | H2 | 0 | OP | HY | WAT | 78.9 | 0.292 | 202002 | 86139.5 | Distributed from 923 Generation And Fuel | 1968
288 | 2001 | CA | Camp Far West | 531 | 1 | 0 | OP | HY | WAT | 7.2 | 0.439 | 27711 | 14477 | Distributed from 923 Generation And Fuel | 1985
289 | 2002 | CA | Campo Verde Solar | 58467 | CVS1 | 0 | OP | PV | SUN | 147.4 | 0.281 | 362327 | 165917 | Distributed from 923 Generation And Fuel | 2013
290 | 2003 | CA | Cantua Solar Station | 57522 | 1 | 0 | OP | PV | SUN | 20 | 0.25 | 43802 | 23303 | Distributed from 923 Generation And Fuel | 2012
291 | 2004 | CA | Canyon Crest Academy | 60568 | SES | 0 | OP | BA | MWH | 1 | 0 | 3 | 1 | Distributed from 923 Generation And Fuel | 2014
292 | 2005 | CA | Canyon Power Plant | 57027 | CPP1 | 0 | OP | GT | NG | 50 | 0.07 | 30773.5 | 18875 | Distributed from 923 Generation And Fuel | 2011
293 | 2006 | CA | Canyon Power Plant | 57027 | CPP2 | 0 | OP | GT | NG | 50 | 0.07 | 30773.5 | 18875 | Distributed from 923 Generation And Fuel | 2011
294 | 2007 | CA | Canyon Power Plant | 57027 | CPP3 | 0 | OP | GT | NG | 50 | 0.07 | 30773.5 | 18875 | Distributed from 923 Generation And Fuel | 2011
295 | 2008 | CA | Canyon Power Plant | 57027 | CPP4 | 0 | OP | GT | NG | 50 | 0.07 | 30773.5 | 18875 | Distributed from 923 Generation And Fuel | 2011
296 | 2009 | CA | Caribou 1 | 222 | 1 | 0 | OP | HY | WAT | 23.8 | 0.132 | 27568.978 | 14403.192 | Distributed from 923 Generation And Fuel | 1921
297 | 2010 | CA | Caribou 1 | 222 | 2 | 0 | OP | HY | WAT | 25 | 0.132 | 28959.011 | 15129.404 | Distributed from 923 Generation And Fuel | 1921
298 | 2011 | CA | Caribou 1 | 222 | 3 | 0 | OP | HY | WAT | 25 | 0.132 | 28959.011 | 15129.404 | Distributed from 923 Generation And Fuel | 1924
299 | 2012 | CA | Caribou 2 | 223 | 4 | 0 | OP | HY | WAT | 60.3 | 0.298 | 157224.962 | 93454.771 | Distributed from 923 Generation And Fuel | 1958
300 | 2013 | CA | Caribou 2 | 223 | 5 | 0 | OP | HY | WAT | 57.6 | 0.298 | 150185.038 | 89270.229 | Distributed from 923 Generation And Fuel | 1958
301 | 2020 | CA | Carson Cogeneration | 10169 | GEN1 | 0 | OP | CT | NG | 45.3 | 0.068 | 26885 | 17374 | EIA-923 Generator File | 1989
302 | 2021 | CA | Carson Cogeneration | 10169 | GEN2 | 1 | OP | CA | NG | 10.5 | 0.112 | 10274 | 6309 | EIA-923 Generator File | 1990
303 | 2022 | CA | Carson Ice-Gen Project | 7527 | 1 | 0 | OP | GT | NG | 54 | 0.038 | 17950 | 8421 | Distributed from 923 Generation And Fuel | 1995
304 | 2023 | CA | Carson Ice-Gen Project | 7527 | 2 | 1 | OP | CA | NG | 17.5 | 0.445 | 68247 | 27334 | EIA-923 Generator File | 1995
305 | 2024 | CA | Carson Ice-Gen Project | 7527 | CCCT | 0 | OP | CT | NG | 54 | 0.622 | 294064 | 118694 | EIA-923 Generator File | 1995
306 | 2025 | CA | Cascade Solar | 58590 | 1 | 0 | OP | PV | SUN | 18.5 | 0.324 | 52502 | 27931 | Distributed from 923 Generation And Fuel | 2014
307 | 2026 | CA | Castaic | 392 | 1 | 0 | OP | PS | WAT | 271 | 0.027 | 63153.667 | 29808.833 | Distributed from 923 Generation And Fuel | 1973
308 | 2027 | CA | Castaic | 392 | 2 | 0 | OP | PS | WAT | 271 | 0.027 | 63153.667 | 29808.833 | Distributed from 923 Generation And Fuel | 1974
309 | 2028 | CA | Castaic | 392 | 3 | 0 | OP | PS | WAT | 271 | 0.027 | 63153.667 | 29808.833 | Distributed from 923 Generation And Fuel | 1977
310 | 2029 | CA | Castaic | 392 | 4 | 0 | OP | PS | WAT | 271 | 0.027 | 63153.667 | 29808.833 | Distributed from 923 Generation And Fuel | 1977
311 | 2030 | CA | Castaic | 392 | 5 | 0 | OP | PS | WAT | 271 | 0.027 | 63153.667 | 29808.833 | Distributed from 923 Generation And Fuel | 1978
312 | 2031 | CA | Castaic | 392 | 6 | 0 | OP | PS | WAT | 271 | 0.027 | 63153.667 | 29808.833 | Distributed from 923 Generation And Fuel | 1978
313 | 2032 | CA | Castaic | 392 | 7 | 0 | OP | HY | WAT | 56 | 0 | 0 | 0 | Distributed from 923 Generation And Fuel | 1972
314 | 2033 | CA | Castle Rock Vineyards | 57870 | SOLAR | 0 | OP | PV | SUN | 1 | 0.198 | 1733 | 922 | Distributed from 923 Generation And Fuel | 2010
315 | 2034 | CA | Castor Solar | 60277 | CASTR | 0 | OP | PV | SUN | 1.5 | 0.111 | 1457 | 939 | Distributed from 923 Generation And Fuel | 2016
316 | 2035 | CA | Catalina Solar 2, LLC | 59334 | INV-1 | 0 | OP | PV | SUN | 18 | 0.358 | 56517 | 30067 | Distributed from 923 Generation And Fuel | 2015
317 | 2036 | CA | Catalina Solar LLC | 57708 | INV | 0 | OP | PV | SUN | 110 | 0.28 | 269368 | 133746 | Distributed from 923 Generation And Fuel | 2012
318 | 2037 | CA | CBS Studio Center | 58440 | 9560 | 0 | OP | FC | NG | 0.4 | 0.452 | 1582.667 | 742.5 | Distributed from 923 Generation And Fuel | 2013
319 | 2038 | CA | CBS Studio Center | 58440 | 9580 | 0 | OP | FC | NG | 0.4 | 0.452 | 1582.667 | 742.5 | Distributed from 923 Generation And Fuel | 2013
320 | 2039 | CA | CBS Studio Center | 58440 | 9581 | 0 | OP | FC | NG | 0.4 | 0.452 | 1582.667 | 742.5 | Distributed from 923 Generation And Fuel | 2013
321 | 2040 | CA | CBS Studio Center | 58440 | 9583 | 0 | OP | FC | NG | 0.4 | 0.452 | 1582.667 | 742.5 | Distributed from 923 Generation And Fuel | 2013
322 | 2041 | CA | CBS Studio Center | 58440 | 9585 | 0 | OP | FC | NG | 0.4 | 0.452 | 1582.667 | 742.5 | Distributed from 923 Generation And Fuel | 2013
323 | 2042 | CA | CBS Studio Center | 58440 | 9587 | 0 | OP | FC | NG | 0.4 | 0.452 | 1582.667 | 742.5 | Distributed from 923 Generation And Fuel | 2013
324 | 2043 | CA | CBS Television City | 58253 | GEN1 | 0 | OP | PV | SUN | 1.6 | 0.182 | 2553 | 1358 | Distributed from 923 Generation And Fuel | 2013
325 | 2044 | CA | CCCSD Wastewater Treatment Plnt | 57573 | S188 | 0 | OP | GT | NG | 3.5 | 0.631 | 19351 | 9079 | Distributed from 923 Generation And Fuel | 1995
326 | 2045 | CA | CDCR (CA) - Pleasant Valley State Prison | 59748 | 1 | 0 | OP | PV | SUN | 1.6 | 0.269 | 3766 | 2004 | Distributed from 923 Generation And Fuel | 2014
327 | 2046 | CA | CE Leathers | 10631 | GEN1 | 0 | OP | ST | GEO | 45.5 | 0.749 | 298724 | 127646 | Distributed from 923 Generation And Fuel | 1989
328 | 2047 | CA | CE Turbo LLC | 55984 | TG21 | 0 | OP | ST | GEO | 11.5 | 0.791 | 79721 | 34065 | Distributed from 923 Generation And Fuel | 2000
329 | 2050 | CA | CED Ducor 1 | 60078 | DU1CA | 0 | OP | PV | SUN | 20 | 0.013 | 2193 | 0 | Distributed from 923 Generation And Fuel | 2016
330 | 2051 | CA | CED Ducor 2 | 60079 | DU2CA | 0 | OP | PV | SUN | 20 | 0.011 | 1978 | 0 | Distributed from 923 Generation And Fuel | 2016
331 | 2052 | CA | CED Ducor 3 | 60080 | DU3CA | 0 | OP | PV | SUN | 15 | 0.011 | 1396 | 0 | Distributed from 923 Generation And Fuel | 2016
332 | 2053 | CA | CED Ducor 4 | 60081 | DU4CA | 0 | OP | PV | SUN | 20 | 0.009 | 1652 | 0 | Distributed from 923 Generation And Fuel | 2016
333 | 2054 | CA | Center Peaker | 56475 | 1 | 0 | OP | GT | NG | 49.8 | 0.063 | 27383 | 12847 | Distributed from 923 Generation And Fuel | 2007
334 | 2055 | CA | Center Peaker | 56475 | BA1 | 0 | OP | BA | MWH | 10 |  | -5 | 0 | Data from EIA-923 Generator File overwritten with distributed data from EIA-923 Generation and Fuel | 2016
335 | 2058 | CA | Centinela Solar Energy | 58430 | CSE1 | 0 | OP | PV | SUN | 34.2 | 0.317 | 94845.13 | 49851.978 | Distributed from 923 Generation And Fuel | 2013
336 | 2059 | CA | Centinela Solar Energy | 58430 | CSE2 | 0 | OP | PV | SUN | 26.6 | 0.317 | 73768.435 | 38773.761 | Distributed from 923 Generation And Fuel | 2013
337 | 2060 | CA | Centinela Solar Energy | 58430 | CSE3 | 0 | OP | PV | SUN | 34.2 | 0.317 | 94845.13 | 49851.978 | Distributed from 923 Generation And Fuel | 2013
338 | 2061 | CA | Centinela Solar Energy | 58430 | CSE4 | 0 | OP | PV | SUN | 34.2 | 0.317 | 94845.13 | 49851.978 | Distributed from 923 Generation And Fuel | 2013
339 | 2062 | CA | Centinela Solar Energy | 58430 | CSE5 | 0 | OP | PV | SUN | 19 | 0.317 | 52691.739 | 27695.543 | Distributed from 923 Generation And Fuel | 2014
340 | 2063 | CA | Centinela Solar Energy | 58430 | CSE6 | 0 | OP | PV | SUN | 26.6 | 0.317 | 73768.435 | 38773.761 | Distributed from 923 Generation And Fuel | 2014
341 | 2065 | CA | Central Antelope Dry Ranch C | 59963 | CADRC | 0 | OP | PV | SUN | 20 | 0.163 | 28606 | 20494 | Distributed from 923 Generation And Fuel | 2016
342 | 2068 | CA | Central Utilities Plant LAX 2 | 58258 | GEN1 | 0 | OP | GT | NG | 4.6 | 0.381 | 15372.5 | 7212 | Distributed from 923 Generation And Fuel | 2015
343 | 2069 | CA | Central Utilities Plant LAX 2 | 58258 | GEN2 | 0 | OP | GT | NG | 4.6 | 0.381 | 15372.5 | 7212 | Distributed from 923 Generation And Fuel | 2015
344 | 2070 | CA | Central Valley Ag Power | 58978 | CVAP | 0 | OP | IC | OBG | 1.5 | 0.01 | 130 | 55 | Distributed from 923 Generation And Fuel | 2014
345 | 2071 | CA | Century Generating Facility | 55934 | C1 | 0 | OP | GT | NG | 11.2 | 0.003 | 265 | 124.25 | Distributed from 923 Generation And Fuel | 2001
346 | 2072 | CA | Century Generating Facility | 55934 | C2 | 0 | OP | GT | NG | 11.2 | 0.003 | 265 | 124.25 | Distributed from 923 Generation And Fuel | 2001
347 | 2073 | CA | Century Generating Facility | 55934 | C3 | 0 | OP | GT | NG | 11.2 | 0.003 | 265 | 124.25 | Distributed from 923 Generation And Fuel | 2001
348 | 2074 | CA | Century Generating Facility | 55934 | C4 | 0 | OP | GT | NG | 11.2 | 0.003 | 265 | 124.25 | Distributed from 923 Generation And Fuel | 2001
349 | 2078 | CA | Chalk Cliff Limited | 50003 | GEN1 | 0 | OP | GT | NG | 46 | 0.008 | 3411 | 1600 | Distributed from 923 Generation And Fuel | 1990
350 | 2080 | CA | Chicago Park | 412 | 2P | 0 | OP | HY | WAT | 44 | 0.419 | 161362 | 84302 | Distributed from 923 Generation And Fuel | 1965
351 | 2082 | CA | Childrens Hospital | 10175 | 1711 | 0 | OP | GT | NG | 3.5 | 0.892 | 27361 | 12836 | Distributed from 923 Generation And Fuel | 2004
352 | 2083 | CA | Childrens Hospital | 10175 | 5083 | 0 | OP | IC | DFO | 1.5 | 0 | 2.538 | 1.846 | Distributed from 923 Generation And Fuel | 2010
353 | 2084 | CA | Childrens Hospital | 10175 | 5084 | 0 | OP | IC | DFO | 1.5 | 0 | 2.538 | 1.846 | Distributed from 923 Generation And Fuel | 2010
354 | 2085 | CA | Childrens Hospital | 10175 | 5085 | 0 | OP | IC | DFO | 1.5 | 0 | 2.538 | 1.846 | Distributed from 923 Generation And Fuel | 2010
355 | 2090 | CA | Chili Bar | 225 | 1 | 0 | OP | HY | WAT | 7 | 0.528 | 32350 | 16901 | Distributed from 923 Generation And Fuel | 1965
356 | 2091 | CA | Chowchilla II | 56185 | IC1 | 0 | OP | IC | NG | 3.1 | 0.053 | 1451.062 | 680.75 | Distributed from 923 Generation And Fuel | 2001
357 | 2092 | CA | Chowchilla II | 56185 | IC10 | 0 | OP | IC | NG | 3.1 | 0.053 | 1451.062 | 680.75 | Distributed from 923 Generation And Fuel | 2001
358 | 2093 | CA | Chowchilla II | 56185 | IC11 | 0 | OP | IC | NG | 3.1 | 0.053 | 1451.062 | 680.75 | Distributed from 923 Generation And Fuel | 2001
359 | 2094 | CA | Chowchilla II | 56185 | IC12 | 0 | OP | IC | NG | 3.1 | 0.053 | 1451.062 | 680.75 | Distributed from 923 Generation And Fuel | 2001
360 | 2095 | CA | Chowchilla II | 56185 | IC13 | 0 | OP | IC | NG | 3.1 | 0.053 | 1451.062 | 680.75 | Distributed from 923 Generation And Fuel | 2001
361 | 2096 | CA | Chowchilla II | 56185 | IC14 | 0 | OP | IC | NG | 3.1 | 0.053 | 1451.062 | 680.75 | Distributed from 923 Generation And Fuel | 2001
362 | 2097 | CA | Chowchilla II | 56185 | IC15 | 0 | OP | IC | NG | 3.1 | 0.053 | 1451.062 | 680.75 | Distributed from 923 Generation And Fuel | 2001
363 | 2098 | CA | Chowchilla II | 56185 | IC16 | 0 | OP | IC | NG | 3.1 | 0.053 | 1451.062 | 680.75 | Distributed from 923 Generation And Fuel | 2001
364 | 2099 | CA | Chowchilla II | 56185 | IC2 | 0 | OP | IC | NG | 3.1 | 0.053 | 1451.062 | 680.75 | Distributed from 923 Generation And Fuel | 2001
365 | 2100 | CA | Chowchilla II | 56185 | IC3 | 0 | OP | IC | NG | 3.1 | 0.053 | 1451.062 | 680.75 | Distributed from 923 Generation And Fuel | 2001
366 | 2101 | CA | Chowchilla II | 56185 | IC4 | 0 | OP | IC | NG | 3.1 | 0.053 | 1451.062 | 680.75 | Distributed from 923 Generation And Fuel | 2001
367 | 2102 | CA | Chowchilla II | 56185 | IC5 | 0 | OP | IC | NG | 3.1 | 0.053 | 1451.062 | 680.75 | Distributed from 923 Generation And Fuel | 2001
368 | 2103 | CA | Chowchilla II | 56185 | IC6 | 0 | OP | IC | NG | 3.1 | 0.053 | 1451.062 | 680.75 | Distributed from 923 Generation And Fuel | 2001
369 | 2104 | CA | Chowchilla II | 56185 | IC7 | 0 | OP | IC | NG | 3.1 | 0.053 | 1451.062 | 680.75 | Distributed from 923 Generation And Fuel | 2001
370 | 2105 | CA | Chowchilla II | 56185 | IC8 | 0 | OP | IC | NG | 3.1 | 0.053 | 1451.062 | 680.75 | Distributed from 923 Generation And Fuel | 2001
371 | 2106 | CA | Chowchilla II | 56185 | IC9 | 0 | OP | IC | NG | 3.1 | 0.053 | 1451.062 | 680.75 | Distributed from 923 Generation And Fuel | 2001
372 | 2107 | CA | Chuckawalla Solar | 58506 | 0937 | 0 | OP | PV | SUN | 4 | 0.257 | 9016 | 4796 | Distributed from 923 Generation And Fuel | 2012
373 | 2108 | CA | Chuckawalla Valley State Prison | 57011 | 1 | 0 | OP | PV | SUN | 1 | 0.363 | 3184 | 1694 | Distributed from 923 Generation And Fuel | 2006
374 | 2109 | CA | Chula Vista Energy Center | 55540 | GEN1 | 0 | OP | GT | NG | 44 | 0.013 | 4847 | 2274 | Distributed from 923 Generation And Fuel | 2001
375 | 2110 | CA | CID Solar, LLC | 59183 | PV1 | 0 | OP | PV | SUN | 20 | 0.306 | 53664 | 28549 | Distributed from 923 Generation And Fuel | 2014
376 | 2111 | CA | Citizen B | 59738 | CSB | 0 | OP | PV | SUN | 5 | 0.28 | 12260 | 6522 | Distributed from 923 Generation And Fuel | 2015
377 | 2112 | CA | City of Hayward WWTP | 58525 | 1 | 0 | OP | PV | SUN | 1 | 0.265 | 2320 | 1234 | Distributed from 923 Generation And Fuel | 2010
378 | 2113 | CA | City of Hayward WWTP | 58525 | COGEN | 0 | OP | IC | OBG | 1.1 | 0.897 | 8648 | 3718 | Distributed from 923 Generation And Fuel | 2014
379 | 2114 | CA | City of Madera WWTP | 57682 | 1 | 0 | OP | PV | SUN | 1.2 | 0.206 | 2164 | 1151 | Distributed from 923 Generation And Fuel | 2009
380 | 2119 | CA | City of Soledad Water Reclamation | 59329 | SOL1 | 0 | OP | WT | WND | 1 | 0.49 | 4291 | 2361 | Distributed from 923 Generation And Fuel | 2014
381 | 2120 | CA | City of Tulare Water Facility | 59395 | C2550 | 0 | OP | IC | OBG | 0.5 | 0.035 | 154 | 66 | Distributed from 923 Generation And Fuel | 1991
382 | 2121 | CA | City of Tulare Water Facility | 59395 | DFC30 | 0 | OP | FC | OBG | 1.4 | 0.242 | 2967 | 1263 | Distributed from 923 Generation And Fuel | 2007
383 | 2122 | CA | City of Tulare Water Facility | 59395 | PV302 | 0 | OP | PV | SUN | 0.1 | 0.187 | 163.727 | 87.091 | Distributed from 923 Generation And Fuel | 2007
384 | 2123 | CA | City of Tulare Water Facility | 59395 | SC500 | 0 | OP | PV | SUN | 1 | 0.187 | 1637.273 | 870.909 | Distributed from 923 Generation And Fuel | 2011
385 | 2124 | CA | Civic Center | 10623 | GEN1 | 0 | OP | CT | NG | 22.1 | 0.717 | 138771 | 58189 | EIA-923 Generator File | 1989
386 | 2125 | CA | Civic Center | 10623 | GEN2 | 4 | OP | CA | NG | 12.4 | 0 | 0 | 0 | EIA-923 Generator File | 1989
387 | 2127 | CA | Clearwater Power Plant | 56356 | CT1 | 0 | OP | CT | NG | 41 | 0.05 | 18031 | 8459.218 | EIA-923 Generator File | 2005
388 | 2128 | CA | Clearwater Power Plant | 56356 | ST1 | 0 | OP | CA | NG | 8 | 0.078 | 5477 | 2569.528 | EIA-923 Generator File | 2005
389 | 2130 | CA | Cloverdale Solar I | 58949 | TBD | 0 | OP | PV | SUN | 1.5 | 0.171 | 2245 | 1194 | Distributed from 923 Generation And Fuel | 2014
390 | 2131 | CA | Coachella | 6060 | 1 | 0 | OP | GT | NG | 23.1 | 0.001 | 227.5 | 109.5 | Distributed from 923 Generation And Fuel | 1973
391 | 2132 | CA | Coachella | 6060 | 2 | 0 | OP | GT | NG | 23.1 | 0.001 | 227.5 | 109.5 | Distributed from 923 Generation And Fuel | 1973
392 | 2133 | CA | Coachella | 6060 | 3 | 0 | OP | GT | NG | 23.1 | 0.001 | 227.5 | 109.5 | Distributed from 923 Generation And Fuel | 1974
393 | 2134 | CA | Coachella | 6060 | 4 | 0 | OP | GT | NG | 23.1 | 0.001 | 227.5 | 109.5 | Distributed from 923 Generation And Fuel | 1976
394 | 2136 | CA | Coalinga 25D Cogen | 52086 | TG1 | 0 | OP | GT | NG | 3.4 | 0.62 | 18459 | 8660 | Distributed from 923 Generation And Fuel | 1986
395 | 2137 | CA | Coalinga 25D Cogen | 52086 | TG2 | 0 | OP | GT | NG | 3.4 | 0.62 | 18459 | 8660 | Distributed from 923 Generation And Fuel | 1986
396 | 2138 | CA | Coalinga 25D Cogen | 52086 | TG3 | 0 | OP | GT | NG | 3.4 | 0.62 | 18459 | 8660 | Distributed from 923 Generation And Fuel | 1987
397 | 2139 | CA | Coalinga 25D Cogen | 52086 | TG4 | 0 | OP | GT | NG | 3.4 | 0.62 | 18459 | 8660 | Distributed from 923 Generation And Fuel | 1987
398 | 2142 | CA | Coalinga Cogeneration | 50131 | K100 | 0 | OP | GT | NG | 38.4 | 0.763 | 256666 | 120414 | Distributed from 923 Generation And Fuel | 1991
399 | 2143 | CA | Coalinga Cogeneration Facility | 50750 | GEN1 | 0 | OP | GT | NG | 3.4 | 0.867 | 25810 | 12108.5 | Distributed from 923 Generation And Fuel | 1988
400 | 2144 | CA | Coalinga Cogeneration Facility | 50750 | GEN2 | 0 | OP | GT | NG | 3.4 | 0.867 | 25810 | 12108.5 | Distributed from 923 Generation And Fuel | 1988
401 | 2145 | CA | Coca Cola American Canyon | 57807 | COK01 | 0 | OP | FC | NG | 1.1 | 0 | 3 | 1 | Distributed from 923 Generation And Fuel | 2011
402 | 2146 | CA | Cold Canyon 1 | 58379 | W3998 | 0 | OP | IC | LFG | 1.5 | 0.792 | 10412 | 4433 | Distributed from 923 Generation And Fuel | 2013
403 | 2147 | CA | Coleman PH | 227 | 1 | 0 | OP | HY | WAT | 12.1 | 0.448 | 47515 | 24824 | Distributed from 923 Generation And Fuel | 1979
404 | 2148 | CA | Colgate | 454 | 1 | 0 | OP | HY | WAT | 157.5 | 0.382 | 526356.5 | 254818.5 | Distributed from 923 Generation And Fuel | 1969
405 | 2151 | CA | Collierville Powerhouse | 54555 | GEN1 | 0 | OP | HY | WAT | 126.5 | 0.208 | 230394 | 45089.5 | Distributed from 923 Generation And Fuel | 1989
406 | 2152 | CA | Collierville Powerhouse | 54555 | GEN2 | 0 | OP | HY | WAT | 126.5 | 0.208 | 230394 | 45089.5 | Distributed from 923 Generation And Fuel | 1989
407 | 2153 | CA | Collins Pine Project | 10661 | GEN4 | 1 | OP | ST | WDS | 12 | 0.089 | 9354 | 3308 | EIA-923 Generator File | 1985
408 | 2154 | CA | Colon PV | 59798 | W4172 | 0 | OP | PV | SUN | 1.3 | 0.192 | 2188 | 1164 | Distributed from 923 Generation And Fuel | 2015
409 | 2155 | CA | Colton Solar One, LLC | 59597 | CS001 | 0 | OP | PV | SUN | 2.5 | 0.226 | 4940 | 2628 | Distributed from 923 Generation And Fuel | 2015
410 | 2156 | CA | Colton Solar Two, LLC | 59598 | CS002 | 0 | OP | PV | SUN | 1 | 0.241 | 2108 | 1121 | Distributed from 923 Generation And Fuel | 2015
411 | 2157 | CA | Columbia 3 | 58502 | COL3 | 0 | OP | PV | SUN | 10 | 0.302 | 26450 | 14071 | Distributed from 923 Generation And Fuel | 2014
412 | 2158 | CA | Columbia Solar Energy, LLC | 59979 | GEN1 | 0 | OP | PV | SUN | 19.2 | 0.243 | 40794 | 21702 | Distributed from 923 Generation And Fuel | 2015
413 | 2159 | CA | Colusa Generating Station | 56532 | A | 0 | OP | CT | NG | 181.5 | 0.547 | 870367 | 358122 | EIA-923 Generator File | 2010
414 | 2160 | CA | Colusa Generating Station | 56532 | B | 0 | OP | CT | NG | 181.5 | 0.56 | 889654 | 377509 | EIA-923 Generator File | 2010
415 | 2161 | CA | Colusa Generating Station | 56532 | C | 2 | OP | CA | NG | 349.4 | 0.376 | 1149377 | 465276 | EIA-923 Generator File | 2010
416 | 2162 | CA | Combie South | 846 | 1 | 0 | OP | HY | WAT | 0.5 | 0.603 | 2642.333 | 1380.333 | Distributed from 923 Generation And Fuel | 1984
417 | 2163 | CA | Combie South | 846 | 2 | 0 | OP | HY | WAT | 0.5 | 0.603 | 2642.333 | 1380.333 | Distributed from 923 Generation And Fuel | 1984
418 | 2164 | CA | Combie South | 846 | 3 | 0 | OP | HY | WAT | 0.5 | 0.603 | 2642.333 | 1380.333 | Distributed from 923 Generation And Fuel | 1984
419 | 2165 | CA | Combustion Turbine Project No 2 | 7449 | NA1 | 0 | OP | GT | NG | 50 | 0.005 | 2304 | 1081 | Distributed from 923 Generation And Fuel | 1996
420 | 2166 | CA | Commerce Refuse To Energy | 10090 | GEN1 | 1 | OP | ST | MSW | 12 | 0.756 | 79508 | 31891 | EIA-923 Generator File | 1986
421 | 2167 | CA | Community Solar 1 | 58545 | 1 | 0 | OP | PV | SUN | 5.7 | 0.279 | 13953 | 7423 | Distributed from 923 Generation And Fuel | 2014
422 | 2172 | CA | Control Gorge | 393 | 1 | 0 | OP | HY | WAT | 37.5 | 0.113 | 37040 | 19351 | Distributed from 923 Generation And Fuel | 1952
423 | 2181 | CA | Copco 1 | 294 | 1 | 0 | OP | HY | WAT | 10 | 0.462 | 40482 | 21149.5 | Distributed from 923 Generation And Fuel | 1918
424 | 2182 | CA | Copco 1 | 294 | 2 | 0 | OP | HY | WAT | 10 | 0.462 | 40482 | 21149.5 | Distributed from 923 Generation And Fuel | 1918
425 | 2183 | CA | Copco 2 | 295 | 1 | 0 | OP | HY | WAT | 13.5 | 0.443 | 52396 | 27373.5 | Distributed from 923 Generation And Fuel | 1925
426 | 2184 | CA | Copco 2 | 295 | 2 | 0 | OP | HY | WAT | 13.5 | 0.443 | 52396 | 27373.5 | Distributed from 923 Generation And Fuel | 1925
427 | 2185 | CA | Coram Energy LLC | 54299 | GEWE | 0 | OP | WT | WND | 3 | 0.451 | 11855 | 6524 | Distributed from 923 Generation And Fuel | 2005
428 | 2187 | CA | Coram Energy LLC (ECT) | 54298 | GEWE | 0 | OP | WT | WND | 7.5 | 0.431 | 28310 | 15578 | Distributed from 923 Generation And Fuel | 2005
429 | 2189 | CA | Coram Tehachapi | 54750 | VW1 | 0 | OP | WT | WND | 6.5 | 0.248 | 14093 | 7755 | Distributed from 923 Generation And Fuel | 1992
430 | 2190 | CA | Corcoran | 60450 | PVCR | 0 | OP | PV | SUN | 1.1 | 0.21 | 2022 | 1076 | Distributed from 923 Generation And Fuel | 2014
431 | 2191 | CA | Corcoran Solar | 58374 | CSCA | 0 | OP | PV | SUN | 20 | 0.292 | 51179 | 27227 | Distributed from 923 Generation And Fuel | 2013
432 | 2192 | CA | Corcoran Solar 2 | 59413 | C2CA | 0 | OP | PV | SUN | 19.8 | 0.293 | 50862 | 27058 | Distributed from 923 Generation And Fuel | 2015
433 | 2193 | CA | Corcoran Solar 3 | 59900 | C3CA | 0 | OP | PV | SUN | 20 | 0.305 | 53413 | 29558 | Distributed from 923 Generation And Fuel | 2016
434 | 2194 | CA | Corona | 480 | 1 | 0 | OP | HY | WAT | 2.9 | 0.796 | 20224 | 10566 | Distributed from 923 Generation And Fuel | 1983
435 | 2195 | CA | Corona Energy Partners, Ltd | 10635 | GEN1 | 0 | OP | GT | NG | 47 | 0.32 | 131696 | 61785 | Distributed from 923 Generation And Fuel | 1988
436 | 2196 | CA | Coronal Lost Hills | 59638 | CLH | 0 | OP | PV | SUN | 20 | 0.3 | 52623 | 27995 | Distributed from 923 Generation And Fuel | 2015
437 | 2197 | CA | Coronus Adelanto West 1 | 59536 | AWI | 0 | OP | PV | SUN | 1.5 | 0.238 | 3126 | 1663 | Distributed from 923 Generation And Fuel | 2015
438 | 2198 | CA | Coronus Adelanto West 2 | 59537 | AW2 | 0 | OP | PV | SUN | 1.5 | 0.244 | 3201 | 1703 | Distributed from 923 Generation And Fuel | 2015
439 | 2199 | CA | Coso Energy Developers | 10875 | GEN7 | 0 | OP | ST | GEO | 30 | 0.339 | 89050.333 | 41438 | Distributed from 923 Generation And Fuel | 1988
440 | 2200 | CA | Coso Energy Developers | 10875 | GEN8 | 0 | OP | ST | GEO | 30 | 0.339 | 89050.333 | 41438 | Distributed from 923 Generation And Fuel | 1988
441 | 2201 | CA | Coso Energy Developers | 10875 | GEN9 | 0 | OP | ST | GEO | 30 | 0.339 | 89050.333 | 41438 | Distributed from 923 Generation And Fuel | 1989
442 | 2202 | CA | Coso Finance Partners | 10873 | GEN1 | 0 | OP | ST | GEO | 32.2 | 0.6 | 169273.165 | 70432.087 | Distributed from 923 Generation And Fuel | 1987
443 | 2203 | CA | Coso Finance Partners | 10873 | GEN2 | 0 | OP | ST | GEO | 30 | 0.6 | 157707.918 | 65619.957 | Distributed from 923 Generation And Fuel | 1988
444 | 2204 | CA | Coso Finance Partners | 10873 | GEN3 | 0 | OP | ST | GEO | 30 | 0.6 | 157707.918 | 65619.957 | Distributed from 923 Generation And Fuel | 1988
445 | 2205 | CA | Coso Power Developers | 10874 | GEN4 | 0 | OP | ST | GEO | 30 | 0.601 | 157918.667 | 57397.667 | Distributed from 923 Generation And Fuel | 1989
446 | 2206 | CA | Coso Power Developers | 10874 | GEN5 | 0 | OP | ST | GEO | 30 | 0.601 | 157918.667 | 57397.667 | Distributed from 923 Generation And Fuel | 1989
447 | 2207 | CA | Coso Power Developers | 10874 | GEN6 | 0 | OP | ST | GEO | 30 | 0.601 | 157918.667 | 57397.667 | Distributed from 923 Generation And Fuel | 1989
448 | 2208 | CA | Cosumnes | 55970 | 1 | 3 | OP | CA | NG | 190 | 0.795 | 1322519 | 561811 | EIA-923 Generator File | 2006
449 | 2209 | CA | Cosumnes | 55970 | 2 | 0 | OP | CT | NG | 170 | 0.84 | 1251671 | 527148 | EIA-923 Generator File | 2006
450 | 2210 | CA | Cosumnes | 55970 | 3 | 0 | OP | CT | NG | 170 | 0.863 | 1284896 | 531303 | EIA-923 Generator File | 2006
451 | 2211 | CA | Cottonwood | 394 | 1 | 0 | OP | HY | WAT | 0.8 | 0.115 | 806.5 | 421.5 | Distributed from 923 Generation And Fuel | 1908
452 | 2212 | CA | Cottonwood | 394 | 2 | 0 | OP | HY | WAT | 0.8 | 0.115 | 806.5 | 421.5 | Distributed from 923 Generation And Fuel | 1909
453 | 2213 | CA | Cottonwood Solar, LLC (City of Corcoran) | 59087 | GEN 1 | 0 | OP | PV | SUN | 12 | 0.282 | 29661 | 15780 | Distributed from 923 Generation And Fuel | 2015
454 | 2214 | CA | Cottonwood Solar, LLC (Goose Lake) | 59086 | GEN1 | 0 | OP | PV | SUN | 12 | 0.335 | 35207 | 18730 | Distributed from 923 Generation And Fuel | 2015
455 | 2215 | CA | Cottonwood Solar, LLC Cottonwood Carport | 59703 | 1 | 0 | OP | PV | SUN | 1 | 0.095 | 828 | 593 | Distributed from 923 Generation And Fuel | 2016
456 | 2219 | CA | Covanta Stanislaus Energy | 50632 | GEN1 | 2 | OP | ST | MSW | 24 | 0.726 | 152532 | 65146 | EIA-923 Generator File | 1988
457 | 2220 | CA | Cove Hydroelectric | 10707 | GEN1 | 0 | OP | HY | WAT | 5 | 0.378 | 16568 | 8656 | Distributed from 923 Generation And Fuel | 1990
458 | 2221 | CA | Cow Creek | 229 | 1 | 0 | OP | HY | WAT | 0.7 | 0.556 | 3406.5 | 1779.5 | Distributed from 923 Generation And Fuel | 1907 | 2019
459 | 2222 | CA | Cow Creek | 229 | 2 | 0 | OP | HY | WAT | 0.7 | 0.556 | 3406.5 | 1779.5 | Distributed from 923 Generation And Fuel | 1907 | 2019
460 | 2223 | CA | Coyote Creek | 483 | 1 | 0 | OP | HY | WAT | 3.1 | 0.216 | 5858 | 3060 | Distributed from 923 Generation And Fuel | 1984
461 | 2224 | CA | Crafton Hills College Solar Farm | 58170 | GEN1 | 0 | OP | PV | SUN | 1.3 | 0.159 | 1806 | 961 | Distributed from 923 Generation And Fuel | 2012
462 | 2226 | CA | Creed Energy Center | 55625 | CT1 | 0 | OP | GT | NG | 47 | 0.021 | 8501 | 3988 | Distributed from 923 Generation And Fuel | 2003
463 | 2227 | CA | Cresta | 231 | 1 | 0 | OP | HY | WAT | 36.9 | 0.388 | 125469.5 | 65550 | Distributed from 923 Generation And Fuel | 1949
464 | 2228 | CA | Cresta | 231 | 2 | 0 | OP | HY | WAT | 36.9 | 0.388 | 125469.5 | 65550 | Distributed from 923 Generation And Fuel | 1950
465 | 2229 | CA | Crockett Cogen Project | 55084 | GE1 | 1 | OP | CS | NG | 247.4 | 0.646 | 1399248 | 689279 | EIA-923 Generator File | 1995
466 | 2230 | CA | Crown Cooling Facility | 58527 | 1 | 0 | OP | PV | SUN | 1 | 0.151 | 1325 | 705 | Distributed from 923 Generation And Fuel | 2011
467 | 2231 | CA | CSD 2 - Heritage High | 59130 | 57449 | 0 | OP | PV | SUN | 1.3 | 0.19 | 2167 | 1153 | Distributed from 923 Generation And Fuel | 2013
468 | 2232 | CA | CSD 2- Freedom High | 59129 | 57449 | 0 | OP | PV | SUN | 1.1 | 0.172 | 1661 | 884 | Distributed from 923 Generation And Fuel | 2013
469 | 2233 | CA | CSU East Bay | 57042 | 1 | 0 | OP | FC | NG | 1.4 | 0.299 | 3666 | 1720 | Distributed from 923 Generation And Fuel | 2011
470 | 2234 | CA | CSU Fresno Solar Project | 56813 | 1 | 0 | OP | PV | SUN | 0.5 | 0.165 | 722.5 | 384.5 | Distributed from 923 Generation And Fuel | 2007
471 | 2235 | CA | CSU Fresno Solar Project | 56813 | 2 | 0 | OP | PV | SUN | 0.5 | 0.165 | 722.5 | 384.5 | Distributed from 923 Generation And Fuel | 2007
472 | 2236 | CA | CSU Northridge Plant | 58422 | 63 | 0 | OP | FC | NG | 0.3 | 0.582 | 1530.25 | 718 | Distributed from 923 Generation And Fuel | 2007
473 | 2237 | CA | CSU Northridge Plant | 58422 | 64 | 0 | OP | FC | NG | 0.3 | 0.582 | 1530.25 | 718 | Distributed from 923 Generation And Fuel | 2007
474 | 2238 | CA | CSU Northridge Plant | 58422 | 65 | 0 | OP | FC | NG | 0.3 | 0.582 | 1530.25 | 718 | Distributed from 923 Generation And Fuel | 2007
475 | 2239 | CA | CSU Northridge Plant | 58422 | 67 | 0 | OP | FC | NG | 0.3 | 0.582 | 1530.25 | 718 | Distributed from 923 Generation And Fuel | 2007
476 | 2240 | CA | CSU Northridge Plant | 58422 | B2PV | 0 | OP | PV | SUN | 0.4 | 0.178 | 622.667 | 331.333 | Distributed from 923 Generation And Fuel | 2005
477 | 2242 | CA | CSU Northridge Plant | 58422 | E6PV | 0 | OP | PV | SUN | 0.2 | 0.178 | 311.333 | 165.667 | Distributed from 923 Generation And Fuel | 2003
478 | 2243 | CA | CSUCI Site Authority | 50851 | GEN1 | 0 | OP | CT | NG | 23.5 | 0.649 | 133670 | 62711.093 | EIA-923 Generator File | 1988
479 | 2244 | CA | CSUCI Site Authority | 50851 | GEN2 | 0 | OP | CA | NG | 7.6 | 0.558 | 37128 | 17418.55 | EIA-923 Generator File | 1988
480 | 2245 | CA | CSUF Nutwood Solar | 60979 | PV1 | 0 | OP | PV | SUN | 1.9 | 0.001 | 17 | 0 | Distributed from 923 Generation And Fuel | 2016
481 | 2246 | CA | CSUF State College | 60978 | PV1 | 0 | OP | PV | SUN | 1 | 0.002 | 14 | 0 | Distributed from 923 Generation And Fuel | 2016
482 | 2247 | CA | CSUF Trigeneration | 58169 | 1 | 0 | OP | GT | NG | 4.6 | 0.757 | 30498 | 14308 | Distributed from 923 Generation And Fuel | 2010
483 | 2248 | CA | CSUF Trigeneration | 58169 | CPAC | 0 | OP | PV | SUN | 0.3 | 0.049 | 128.077 | 68.154 | Distributed from 923 Generation And Fuel | 2012
484 | 2249 | CA | CSUF Trigeneration | 58169 | KHS | 0 | OP | PV | SUN | 0.3 | 0.049 | 128.077 | 68.154 | Distributed from 923 Generation And Fuel | 2012
485 | 2250 | CA | CSUF Trigeneration | 58169 | NPS | 0 | OP | PV | SUN | 2 | 0.049 | 853.846 | 454.359 | Distributed from 923 Generation And Fuel | 2016
486 | 2251 | CA | CSUF Trigeneration | 58169 | PS4 | 0 | OP | PV | SUN | 0.3 | 0.049 | 128.077 | 68.154 | Distributed from 923 Generation And Fuel | 2012
487 | 2252 | CA | CSUF Trigeneration | 58169 | SCPS | 0 | OP | PV | SUN | 1 | 0.049 | 426.923 | 227.179 | Distributed from 923 Generation And Fuel | 2016
488 | 2253 | CA | CTV Power Purchase Contract Trust | 54300 | GEWE | 0 | OP | WT | WND | 4.5 | 0.264 | 10389.13 | 5716.957 | Distributed from 923 Generation And Fuel | 2004
489 | 2256 | CA | Cuyamaca Peak Energy Plant | 55512 | CPP6 | 0 | OP | GT | NG | 48.7 | 0.019 | 8176 | 3836 | Distributed from 923 Generation And Fuel | 2002
490 | 2257 | CA | Cymric 31X Cogen | 52081 | TG1 | 0 | OP | GT | NG | 3.4 | 0.769 | 22912 | 10749 | Distributed from 923 Generation And Fuel | 1988
491 | 2258 | CA | Cymric 31X Cogen | 52081 | TG2 | 0 | OP | GT | NG | 3.4 | 0.769 | 22912 | 10749 | Distributed from 923 Generation And Fuel | 1988
492 | 2259 | CA | Cymric 36W Cogen | 52104 | GEN1 | 0 | OP | GT | NG | 3.1 | 0.694 | 18849 | 8843 | Distributed from 923 Generation And Fuel | 1982
493 | 2260 | CA | Cymric 36W Cogen | 52104 | GEN2 | 0 | OP | GT | NG | 3.1 | 0.694 | 18849 | 8843 | Distributed from 923 Generation And Fuel | 1982
494 | 2261 | CA | Cymric 36W Cogen | 52104 | GEN3 | 0 | OP | GT | NG | 3.1 | 0.694 | 18849 | 8843 | Distributed from 923 Generation And Fuel | 1982
495 | 2262 | CA | Cymric 36W Cogen | 52104 | GEN4 | 0 | OP | GT | NG | 3.1 | 0.694 | 18849 | 8843 | Distributed from 923 Generation And Fuel | 1982
496 | 2263 | CA | Cymric 6Z Cogen | 52082 | TG1 | 0 | OP | GT | NG | 3.4 | 0.766 | 22821.5 | 10706.5 | Distributed from 923 Generation And Fuel | 1986
497 | 2264 | CA | Cymric 6Z Cogen | 52082 | TG2 | 0 | OP | GT | NG | 3.4 | 0.766 | 22821.5 | 10706.5 | Distributed from 923 Generation And Fuel | 1986
498 | 2265 | CA | De Sabla | 232 | 1 | 0 | OP | HY | WAT | 18.4 | 0.306 | 49393 | 25805 | Distributed from 923 Generation And Fuel | 1963
499 | 2266 | CA | Deadwood Creek | 7507 | 1 | 0 | OP | HY | WAT | 2 | 0.19 | 3330 | 1740 | Distributed from 923 Generation And Fuel | 1993
500 | 2267 | CA | Deer Creek PH | 233 | 1 | 0 | OP | HY | WAT | 5.5 | 0.33 | 15919 | 8317 | Distributed from 923 Generation And Fuel | 1908
501 | 2268 | CA | Del Ranch Company | 10632 | GEN1 | 0 | OP | ST | GEO | 45.5 | 0.76 | 302960 | 129456 | Distributed from 923 Generation And Fuel | 1988
502 | 2269 | CA | Delano Energy Center | 58122 | GEN1 | 0 | OP | GT | NG | 48.5 | 0.028 | 11715 | 5496 | Distributed from 923 Generation And Fuel | 2013
503 | 2271 | CA | Delta Energy Center | 55333 | CTG1 | 0 | OP | CT | NG | 212 | 0.415 | 769835 | 326831 | EIA-923 Generator File | 2002
504 | 2272 | CA | Delta Energy Center | 55333 | CTG2 | 0 | OP | CT | NG | 212 | 0.366 | 680360 | 277237 | EIA-923 Generator File | 2002
505 | 2273 | CA | Delta Energy Center | 55333 | CTG3 | 0 | OP | CT | NG | 213.5 | 0.388 | 726570 | 324468 | EIA-923 Generator File | 2002
506 | 2274 | CA | Delta Energy Center | 55333 | STG1 | 3 | OP | CA | NG | 306 | 0.464 | 1244788 | 539217 | EIA-923 Generator File | 2002
507 | 2275 | CA | Depot Park Solar System | 58119 | DPSS | 0 | OP | PV | SUN | 3 | 0.2 | 5263 | 2800 | Distributed from 923 Generation And Fuel | 2010
508 | 2277 | CA | Desert Green Solar Farm LLC | 57959 | 1 | 0 | OP | PV | SUN | 6.3 | 0.257 | 14189 | 7549 | Distributed from 923 Generation And Fuel | 2014
509 | 2278 | CA | Desert Hot Springs Solar | 58514 | DHCA | 0 | OP | PV | SUN | 2.3 | 0.314 | 6329 | 3367 | Distributed from 923 Generation And Fuel | 2013
510 | 2280 | CA | Desert Sunlight 250, LLC | 58542 | DSL12 | 0 | OP | PV | SUN | 39.1 | 0.285 | 97670.453 | 46000.046 | Distributed from 923 Generation And Fuel | 2013
511 | 2281 | CA | Desert Sunlight 250, LLC | 58542 | DSL13 | 0 | OP | PV | SUN | 39.1 | 0.285 | 97670.453 | 46000.046 | Distributed from 923 Generation And Fuel | 2014
512 | 2282 | CA | Desert Sunlight 250, LLC | 58542 | DSL14 | 0 | OP | PV | SUN | 26.5 | 0.285 | 66196.087 | 31176.502 | Distributed from 923 Generation And Fuel | 2014
513 | 2283 | CA | Desert Sunlight 250, LLC | 58542 | DSL15 | 0 | OP | PV | SUN | 13.9 | 0.285 | 34721.721 | 16352.958 | Distributed from 923 Generation And Fuel | 2014
514 | 2284 | CA | Desert Sunlight 250, LLC | 58542 | DSL16 | 0 | OP | PV | SUN | 22.7 | 0.285 | 56703.818 | 26705.909 | Distributed from 923 Generation And Fuel | 2013
515 | 2285 | CA | Desert Sunlight 250, LLC | 58542 | DSL17 | 0 | OP | PV | SUN | 29 | 0.285 | 72441.001 | 34117.681 | Distributed from 923 Generation And Fuel | 2013
516 | 2286 | CA | Desert Sunlight 250, LLC | 58542 | DSL18 | 0 | OP | PV | SUN | 29 | 0.285 | 72441.001 | 34117.681 | Distributed from 923 Generation And Fuel | 2014
517 | 2287 | CA | Desert Sunlight 250, LLC | 58542 | DSL19 | 0 | OP | PV | SUN | 25.2 | 0.285 | 62948.732 | 29647.089 | Distributed from 923 Generation And Fuel | 2014
518 | 2288 | CA | Desert Sunlight 250, LLC | 58542 | DSL20 | 0 | OP | PV | SUN | 25.2 | 0.285 | 62948.732 | 29647.089 | Distributed from 923 Generation And Fuel | 2013
519 | 2289 | CA | Desert Sunlight 300, LLC | 57993 | DSL1 | 0 | OP | PV | SUN | 40.3 | 0.263 | 92822.321 | 44533.234 | Distributed from 923 Generation And Fuel | 2013
520 | 2290 | CA | Desert Sunlight 300, LLC | 57993 | DSL10 | 0 | OP | PV | SUN | 30.2 | 0.263 | 69559.158 | 33372.3 | Distributed from 923 Generation And Fuel | 2013
521 | 2291 | CA | Desert Sunlight 300, LLC | 57993 | DSL11 | 0 | OP | PV | SUN | 20.2 | 0.263 | 46526.325 | 22321.869 | Distributed from 923 Generation And Fuel | 2013
522 | 2292 | CA | Desert Sunlight 300, LLC | 57993 | DSL2 | 0 | OP | PV | SUN | 40.3 | 0.263 | 92822.321 | 44533.234 | Distributed from 923 Generation And Fuel | 2013
523 | 2293 | CA | Desert Sunlight 300, LLC | 57993 | DSL3 | 0 | OP | PV | SUN | 40.3 | 0.263 | 92822.321 | 44533.234 | Distributed from 923 Generation And Fuel | 2013
524 | 2294 | CA | Desert Sunlight 300, LLC | 57993 | DSL4 | 0 | OP | PV | SUN | 30.2 | 0.263 | 69559.158 | 33372.3 | Distributed from 923 Generation And Fuel | 2013
525 | 2295 | CA | Desert Sunlight 300, LLC | 57993 | DSL5 | 0 | OP | PV | SUN | 25.2 | 0.263 | 58042.741 | 27847.084 | Distributed from 923 Generation And Fuel | 2014
526 | 2296 | CA | Desert Sunlight 300, LLC | 57993 | DSL6 | 0 | OP | PV | SUN | 25.2 | 0.263 | 58042.741 | 27847.084 | Distributed from 923 Generation And Fuel | 2014
527 | 2297 | CA | Desert Sunlight 300, LLC | 57993 | DSL7 | 0 | OP | PV | SUN | 20.2 | 0.263 | 46526.325 | 22321.869 | Distributed from 923 Generation And Fuel | 2014
528 | 2298 | CA | Desert Sunlight 300, LLC | 57993 | DSL8 | 0 | OP | PV | SUN | 18.9 | 0.263 | 43532.056 | 20885.313 | Distributed from 923 Generation And Fuel | 2014
529 | 2299 | CA | Desert Sunlight 300, LLC | 57993 | DSL9 | 0 | OP | PV | SUN | 22.7 | 0.263 | 52284.533 | 25084.477 | Distributed from 923 Generation And Fuel | 2014
530 | 2300 | CA | Desert View Power | 10300 | GEN1 | 2 | OP | ST | WDS | 55.5 | 0.685 | 332818 | 139578 | EIA-923 Generator File | 1991
531 | 2302 | CA | Devil Canyon | 436 | 4 | 0 | OP | HY | WAT | 78.3 | 0.362 | 248557.709 | 154804.656 | Distributed from 923 Generation And Fuel | 1992
532 | 2303 | CA | Devil Canyon | 436 | 1 | 0 | OP | HY | WAT | 59.8 | 0.362 | 189830.791 | 118228.844 | Distributed from 923 Generation And Fuel | 1972
533 | 2304 | CA | Devil Canyon | 436 | 2 | 0 | OP | HY | WAT | 59.8 | 0.362 | 189830.791 | 118228.844 | Distributed from 923 Generation And Fuel | 1976
534 | 2305 | CA | Devil Canyon | 436 | 3 | 0 | OP | HY | WAT | 78.3 | 0.362 | 248557.709 | 154804.656 | Distributed from 923 Generation And Fuel | 1994
535 | 2309 | CA | Diablo Canyon | 6099 | 1 | 1 | OP | ST | NUC | 1159 | 0.929 | 9433440.767 | 3684349.74 | Distributed from 923 Generation And Fuel | 1985 | 2024
536 | 2310 | CA | Diablo Canyon | 6099 | 2 | 1 | OP | ST | NUC | 1164 | 0.929 | 9474137.233 | 3700244.26 | Distributed from 923 Generation And Fuel | 1986 | 2025
537 | 2311 | CA | Diablo Wind LLC | 56271 | VEST | 0 | OP | WT | WND | 18 | 0.402 | 63351 | 34861 | Distributed from 923 Generation And Fuel | 2004
538 | 2312 | CA | Diamond Valley Lake | 7942 | 10 | 0 | OP | HY | WAT | 3.3 | 0.006 | 184.889 | 96.556 | Distributed from 923 Generation And Fuel | 2001
539 | 2313 | CA | Diamond Valley Lake | 7942 | 11 | 0 | OP | HY | WAT | 3.3 | 0.006 | 184.889 | 96.556 | Distributed from 923 Generation And Fuel | 2001
540 | 2314 | CA | Diamond Valley Lake | 7942 | 12 | 0 | OP | HY | WAT | 3.3 | 0.006 | 184.889 | 96.556 | Distributed from 923 Generation And Fuel | 2001
541 | 2315 | CA | Diamond Valley Lake | 7942 | 2 | 0 | OP | HY | WAT | 3.3 | 0.006 | 184.889 | 96.556 | Distributed from 923 Generation And Fuel | 2001
542 | 2316 | CA | Diamond Valley Lake | 7942 | 3 | 0 | OP | HY | WAT | 3.3 | 0.006 | 184.889 | 96.556 | Distributed from 923 Generation And Fuel | 2001
543 | 2317 | CA | Diamond Valley Lake | 7942 | 4 | 0 | OP | HY | WAT | 3.3 | 0.006 | 184.889 | 96.556 | Distributed from 923 Generation And Fuel | 2001
544 | 2318 | CA | Diamond Valley Lake | 7942 | 6 | 0 | OP | HY | WAT | 3.3 | 0.006 | 184.889 | 96.556 | Distributed from 923 Generation And Fuel | 2001
545 | 2319 | CA | Diamond Valley Lake | 7942 | 7 | 0 | OP | HY | WAT | 3.3 | 0.006 | 184.889 | 96.556 | Distributed from 923 Generation And Fuel | 2001
546 | 2320 | CA | Diamond Valley Lake | 7942 | 8 | 0 | OP | HY | WAT | 3.3 | 0.006 | 184.889 | 96.556 | Distributed from 923 Generation And Fuel | 2001
547 | 2324 | CA | Diamond Valley Solar Project | 59405 | PV11 | 0 | OP | PV | SUN | 1.3 | 0.219 | 2490 | 1325 | Distributed from 923 Generation And Fuel | 2015
548 | 2325 | CA | Difwind Farms Ltd I | 54681 | EXIS | 0 | OP | WT | WND | 7.3 | 0.185 | 11859 | 6526 | Distributed from 923 Generation And Fuel | 1986
549 | 2326 | CA | Difwind Farms Ltd II | 54682 | EXIS | 0 | OP | WT | WND | 5.5 | 0.134 | 6475 | 3563 | Distributed from 923 Generation And Fuel | 1986
550 | 2327 | CA | Difwind Farms Ltd V | 54685 | EXIS | 0 | OP | WT | WND | 11.7 | 0.136 | 13937 | 7669 | Distributed from 923 Generation And Fuel | 1987
551 | 2331 | CA | Dillon Wind LLC | 56791 | 1 | 0 | OP | WT | WND | 45 | 0.362 | 142584 | 75079 | Distributed from 923 Generation And Fuel | 2008
552 | 2332 | CA | Dinosaur Point | 10005 | WTGS | 0 | OP | WT | WND | 17.4 |  |  |  |  | 1988 | 2018
553 | 2334 | CA | Dinuba Wastewater Treatment Plant | 57827 | DSPV | 0 | OP | PV | SUN | 1 | 0.206 | 1803 | 959 | Distributed from 923 Generation And Fuel | 2011
554 | 2335 | CA | Dion R Holm | 380 | 1 | 0 | OP | HY | WAT | 78.4 | 0.472 | 324161.5 | 108191 | Distributed from 923 Generation And Fuel | 1960
555 | 2336 | CA | Dion R Holm | 380 | 2 | 0 | OP | HY | WAT | 78.4 | 0.472 | 324161.5 | 108191 | Distributed from 923 Generation And Fuel | 1960
556 | 2338 | CA | Division 1 | 59094 | GEN 1 | 0 | OP | PV | SUN | 1.5 | 0.245 | 3223 | 1715 | Distributed from 923 Generation And Fuel | 2014
557 | 2339 | CA | Division 2 | 59095 | GEN 1 | 0 | OP | PV | SUN | 1 | 0.235 | 2058 | 1095 | Distributed from 923 Generation And Fuel | 2014
558 | 2340 | CA | Division 3 | 59096 | GEN1 | 0 | OP | PV | SUN | 1 | 0.237 | 2072 | 1102 | Distributed from 923 Generation And Fuel | 2014
559 | 2341 | CA | Dome Project | 54449 | T1 | 0 | OP | GT | NG | 3 | 0.937 | 24619 | 11550 | Distributed from 923 Generation And Fuel | 1988
560 | 2342 | CA | Dome Project | 54449 | T2 | 0 | OP | GT | NG | 3 | 0.937 | 24619 | 11550 | Distributed from 923 Generation And Fuel | 1988
561 | 2343 | CA | Dominguez Plant | 52064 | GEN1 | 0 | OP | ST | WH | 5 | 0.028 | 1244 | 553 | Distributed from 923 Generation And Fuel | 1976
562 | 2344 | CA | Don Pedro | 439 | 1 | 0 | OP | HY | WAT | 45.5 | 0.15 | 59690.779 | 45086.291 | Distributed from 923 Generation And Fuel | 1971
563 | 2345 | CA | Don Pedro | 439 | 2 | 0 | OP | HY | WAT | 45.5 | 0.15 | 59690.779 | 45086.291 | Distributed from 923 Generation And Fuel | 1971
564 | 2346 | CA | Don Pedro | 439 | 3 | 0 | OP | HY | WAT | 45.5 | 0.15 | 59690.779 | 45086.291 | Distributed from 923 Generation And Fuel | 1971
565 | 2347 | CA | Don Pedro | 439 | 4 | 0 | OP | HY | WAT | 34.3 | 0.15 | 44997.664 | 33988.127 | Distributed from 923 Generation And Fuel | 1989
566 | 2348 | CA | Donald Von Raesfeld Power Plant | 56026 | CTG1 | 0 | OP | CT | NG | 50 | 0.826 | 361795 | 161314 | EIA-923 Generator File | 2005
567 | 2349 | CA | Donald Von Raesfeld Power Plant | 56026 | CTG2 | 0 | OP | CT | NG | 50 | 0.826 | 361643 | 157893 | EIA-923 Generator File | 2005
568 | 2350 | CA | Donald Von Raesfeld Power Plant | 56026 | STG | 2 | OP | CA | NG | 54 | 0.446 | 211099 | 92075 | EIA-923 Generator File | 2005
569 | 2351 | CA | Donnells | 415 | H1 | 0 | OP | HY | WAT | 72 | 0.551 | 347220 | 181401 | Distributed from 923 Generation And Fuel | 1957
570 | 2352 | CA | Double C Generation Limited Partnership | 50493 | DC1 | 0 | OP | GT | NG | 24.9 | 0.024 | 5233 | 2455 | Distributed from 923 Generation And Fuel | 1989
571 | 2353 | CA | Double C Generation Limited Partnership | 50493 | DC2 | 0 | OP | GT | NG | 24.9 | 0.024 | 5233 | 2455 | Distributed from 923 Generation And Fuel | 1989
572 | 2354 | CA | Drews Generating Facility | 55935 | D1 | 0 | OP | GT | NG | 11.2 | 0.004 | 378.75 | 177.75 | Distributed from 923 Generation And Fuel | 2001
573 | 2355 | CA | Drews Generating Facility | 55935 | D2 | 0 | OP | GT | NG | 11.2 | 0.004 | 378.75 | 177.75 | Distributed from 923 Generation And Fuel | 2001
574 | 2356 | CA | Drews Generating Facility | 55935 | D3 | 0 | OP | GT | NG | 11.2 | 0.004 | 378.75 | 177.75 | Distributed from 923 Generation And Fuel | 2001
575 | 2357 | CA | Drews Generating Facility | 55935 | D4 | 0 | OP | GT | NG | 11.2 | 0.004 | 378.75 | 177.75 | Distributed from 923 Generation And Fuel | 2001
576 | 2358 | CA | Drop 1 | 585 | 1 | 0 | OP | HY | WAT | 1.9 | 0.248 | 4132.667 | 2159 | Distributed from 923 Generation And Fuel | 1984
577 | 2359 | CA | Drop 1 | 585 | 2 | 0 | OP | HY | WAT | 1.9 | 0.248 | 4132.667 | 2159 | Distributed from 923 Generation And Fuel | 1984
578 | 2360 | CA | Drop 1 | 585 | 3 | 0 | OP | HY | WAT | 1.9 | 0.248 | 4132.667 | 2159 | Distributed from 923 Generation And Fuel | 1984
579 | 2361 | CA | Drop 2 (CA) | 385 | 1 | 0 | OP | HY | WAT | 5 | 0.522 | 22863.5 | 11945 | Distributed from 923 Generation And Fuel | 1953
580 | 2362 | CA | Drop 2 (CA) | 385 | 2 | 0 | OP | HY | WAT | 5 | 0.522 | 22863.5 | 11945 | Distributed from 923 Generation And Fuel | 1953
581 | 2363 | CA | Drop 3 (CA) | 386 | 1 | 0 | OP | HY | WAT | 4.8 | 0.575 | 24185.217 | 12635.478 | Distributed from 923 Generation And Fuel | 1941
582 | 2364 | CA | Drop 3 (CA) | 386 | 2 | 0 | OP | HY | WAT | 4.4 | 0.575 | 22169.783 | 11582.522 | Distributed from 923 Generation And Fuel | 1966
583 | 2365 | CA | Drop 4 | 387 | 1 | 0 | OP | HY | WAT | 10 | 0.543 | 47560.204 | 24847.449 | Distributed from 923 Generation And Fuel | 1950
584 | 2366 | CA | Drop 4 | 387 | 2 | 0 | OP | HY | WAT | 9.6 | 0.543 | 45657.796 | 23853.551 | Distributed from 923 Generation And Fuel | 1941
585 | 2368 | CA | Drop 5 | 314 | 2 | 0 | OP | HY | WAT | 2 | 0.386 | 6754 | 3528.5 | Distributed from 923 Generation And Fuel | 1982
586 | 2369 | CA | Drum 1 | 235 | 1 | 0 | OP | HY | WAT | 12 | 0.364 | 38301.951 | 20010.488 | Distributed from 923 Generation And Fuel | 1913
587 | 2370 | CA | Drum 1 | 235 | 2 | 0 | OP | HY | WAT | 12 | 0.364 | 38301.951 | 20010.488 | Distributed from 923 Generation And Fuel | 1913
588 | 2371 | CA | Drum 1 | 235 | 3 | 0 | OP | HY | WAT | 12 | 0.364 | 38301.951 | 20010.488 | Distributed from 923 Generation And Fuel | 1922
589 | 2372 | CA | Drum 1 | 235 | 4 | 0 | OP | HY | WAT | 13.2 | 0.364 | 42132.146 | 22011.537 | Distributed from 923 Generation And Fuel | 1928
590 | 2373 | CA | Drum 2 | 236 | 5 | 0 | OP | HY | WAT | 53.1 | 0.529 | 246250 | 128651 | Distributed from 923 Generation And Fuel | 1965
591 | 2374 | CA | DSH (CA) - Coalinga State Hospital | 59746 | 1 | 0 | OP | PV | SUN | 2.6 | 0.168 | 3817 | 2031 | Distributed from 923 Generation And Fuel | 2014
592 | 2375 | CA | Dulles | 60182 | DULLE | 0 | OP | PV | SUN | 2 | 0.032 | 553 | 179 | Distributed from 923 Generation And Fuel | 2016
593 | 2376 | CA | Dutch Flat | 237 | 1 | 0 | OP | HY | WAT | 22 | 0.485 | 93409 | 48801 | Distributed from 923 Generation And Fuel | 1943
594 | 2377 | CA | Dutch Flat 2 | 413 | 3P | 0 | OP | HY | WAT | 27.3 | 0.38 | 90867 | 47473 | Distributed from 923 Generation And Fuel | 1965
595 | 2378 | CA | Dutch Wind Energy | 57301 | DEC | 0 | OP | WT | WND | 8 | 0.268 | 18800 | 10345 | Distributed from 923 Generation And Fuel | 1994
596 | 2380 | CA | Dynegy Moss Landing Power Plant | 260 | CT1A | 0 | OP | CT | NG | 233 | 0.193 | 393367 | 129876 | EIA-923 Generator File | 2002
597 | 2381 | CA | Dynegy Moss Landing Power Plant | 260 | CT1B | 0 | OP | CT | NG | 233 | 0.164 | 334099 | 143733 | EIA-923 Generator File | 2002
598 | 2382 | CA | Dynegy Moss Landing Power Plant | 260 | CT2A | 0 | OP | CT | NG | 233 | 0.214 | 435919 | 199918 | EIA-923 Generator File | 2002
599 | 2383 | CA | Dynegy Moss Landing Power Plant | 260 | CT2B | 0 | OP | CT | NG | 233 | 0.177 | 361166 | 130303 | EIA-923 Generator File | 2002
600 | 2384 | CA | Dynegy Moss Landing Power Plant | 260 | ST1 | 2 | OP | CA | NG | 233 | 0.215 | 438055 | 160054 | EIA-923 Generator File | 2002
601 | 2385 | CA | Dynegy Moss Landing Power Plant | 260 | ST2 | 2 | OP | CA | NG | 233 | 0.215 | 439799 | 179810 | EIA-923 Generator File | 2002
602 | 2388 | CA | Dynegy Oakland Power Plant | 6211 | GEN1 | 0 | OP | GT | JF | 74.5 | 0.003 | 1875 | 745.667 | Distributed from 923 Generation And Fuel | 1978
603 | 2389 | CA | Dynegy Oakland Power Plant | 6211 | GEN2 | 0 | OP | GT | JF | 74.5 | 0.003 | 1875 | 745.667 | Distributed from 923 Generation And Fuel | 1978
604 | 2390 | CA | Dynegy Oakland Power Plant | 6211 | GEN3 | 0 | OP | GT | JF | 74.5 | 0.003 | 1875 | 745.667 | Distributed from 923 Generation And Fuel | 1978
605 | 2391 | CA | E F Oxnard Energy Facility | 10776 | GTG | 0 | OP | GT | NG | 48.5 | 0.382 | 162322 | 76153 | Distributed from 923 Generation And Fuel | 1990
606 | 2392 | CA | E&B Resources | 60446 | PVEB | 0 | OP | PV | SUN | 1 | 0.259 | 2269 | 1207 | Distributed from 923 Generation And Fuel | 2013
607 | 2393 | CA | EAFB - North Base | 59132 | 57449 | 0 | OP | PV | SUN | 1.1 | 0.277 | 2666 | 1418 | Distributed from 923 Generation And Fuel | 2012
608 | 2394 | CA | EAFB - South Base | 59133 | 57449 | 0 | OP | PV | SUN | 1.1 | 0.265 | 2556 | 1360 | Distributed from 923 Generation And Fuel | 2012
609 | 2395 | CA | East Highline | 586 | 1 | 0 | OP | HY | WAT | 2.4 | 0.141 | 2970 | 1552 | Distributed from 923 Generation And Fuel | 1984
610 | 2396 | CA | East Portal Generator | 50375 | GEN1 | 0 | OP | HY | WAT | 1.2 | 0.484 | 5086 | 2657 | Distributed from 923 Generation And Fuel | 1987
611 | 2397 | CA | East Winds Project | 50820 | GEN1 | 0 | OP | WT | WND | 3 | 0.271 | 7125 | 3921 | Distributed from 923 Generation And Fuel | 1985
612 | 2398 | CA | EDF Renewable Windfarm V Inc | 54453 | GEN2 | 0 | OP | WT | WND | 15.5 | 0.192 | 26039 | 18897 | Distributed from 923 Generation And Fuel | 1990
613 | 2399 | CA | Edom Hills Project 1 LLC | 50553 | 1 | 0 | OP | WT | WND | 20 | 0.257 | 44987 | 24756 | Distributed from 923 Generation And Fuel | 2008
614 | 2401 | CA | Edward C Hyatt | 437 | 1 | 0 | OP | HY | WAT | 117 | 0.554 | 567809 | 442496.333 | Distributed from 923 Generation And Fuel | 1968
615 | 2403 | CA | Edward C Hyatt | 437 | 3 | 0 | OP | HY | WAT | 117 | 0.554 | 567809 | 442496.333 | Distributed from 923 Generation And Fuel | 1968
616 | 2405 | CA | Edward C Hyatt | 437 | 5 | 0 | OP | HY | WAT | 117 | 0.554 | 567809 | 442496.333 | Distributed from 923 Generation And Fuel | 1968
617 | 2407 | CA | Edwards Air Force Base | 58076 | 1 | 0 | OP | PV | SUN | 1 | 0.106 | 930 | 494.667 | Distributed from 923 Generation And Fuel | 2011
618 | 2408 | CA | Edwards Air Force Base | 58076 | 2 | 0 | OP | PV | SUN | 1 | 0.106 | 930 | 494.667 | Distributed from 923 Generation And Fuel | 2011
619 | 2409 | CA | Edwards Air Force Base | 58076 | 3 | 0 | OP | PV | SUN | 1 | 0.106 | 930 | 494.667 | Distributed from 923 Generation And Fuel | 2011
620 | 2411 | CA | El Cajon Energy Center | 57001 | GEN1 | 0 | OP | GT | NG | 49.9 | 0.024 | 10340 | 4851 | Distributed from 923 Generation And Fuel | 2010
621 | 2413 | CA | El Centro | 389 | 2 | 1 | OP | CA | NG | 34.5 | 0.218 | 65830 | 66180 | EIA-923 Generator File | 1952
622 | 2414 | CA | El Centro | 389 | 2A | 0 | OP | CT | NG | 89.9 | 0.19 | 149766 | 149060 | EIA-923 Generator File | 1993
623 | 2415 | CA | El Centro | 389 | 30 | 2 | OP | CA | NG | 65.9 | 0.38 | 219544 | 96030 | EIA-923 Generator File | 2012
624 | 2416 | CA | El Centro | 389 | 31 | 0 | OP | CT | NG | 43.2 | 0.482 | 182254 | 96394 | EIA-923 Generator File | 2012
625 | 2417 | CA | El Centro | 389 | 32 | 0 | OP | CT | NG | 43.2 | 0.665 | 251492 | 96382 | EIA-923 Generator File | 2012
626 | 2418 | CA | El Centro | 389 | 4 | 1 | OP | ST | NG | 81.6 | 0.229 | 163849 | 84162 | EIA-923 Generator File | 1968
627 | 2419 | CA | El Centro | 389 | BESS | 0 | OP | BA | MWH | 30 | 0 | 0 | 0 | Distributed from 923 Generation And Fuel | 2016
628 | 2421 | CA | El Dorado | 238 | 1 | 0 | OP | HY | WAT | 10 | 0.35 | 30623.5 | 15999 | Distributed from 923 Generation And Fuel | 1924
629 | 2422 | CA | El Dorado | 238 | 2 | 0 | OP | HY | WAT | 10 | 0.35 | 30623.5 | 15999 | Distributed from 923 Generation And Fuel | 1924
630 | 2423 | CA | El Nido Facility | 56707 | AMPC | 1 | OP | ST | WDS | 12.5 | 0.681 | 74601 | 32831 | EIA-923 Generator File | 2008
631 | 2424 | CA | El Segundo | 330 | 5 | 0 | OP | CT | NG | 198 | 0.265 | 459060 | 266622 | EIA-923 Generator File | 2013
632 | 2425 | CA | El Segundo | 330 | 6 | 1 | OP | CA | NG | 70.7 | 0.275 | 170206 | 100164 | EIA-923 Generator File | 2013
633 | 2426 | CA | El Segundo | 330 | 7 | 0 | OP | CT | NG | 198 | 0.232 | 402601 | 234720 | EIA-923 Generator File | 2013
634 | 2427 | CA | El Segundo | 330 | 8 | 1 | OP | CA | NG | 70.7 | 0.247 | 152820 | 90713 | EIA-923 Generator File | 2013
635 | 2432 | CA | El Segundo Cogen | 10213 | GEN1 | 0 | OP | CT | NG | 42.4 | 0.86 | 319462 | 145580 | EIA-923 Generator File | 1987
636 | 2433 | CA | El Segundo Cogen | 10213 | GEN2 | 0 | OP | CT | NG | 42.4 | 0.851 | 316180 | 127377 | EIA-923 Generator File | 1987
637 | 2434 | CA | El Segundo Cogen | 10213 | GEN5 | 0 | OP | CT | NG | 40.3 | 0.89 | 314153 | 140870 | EIA-923 Generator File | 1996
638 | 2435 | CA | El Segundo Cogen | 10213 | GEN6 | 4 | OP | CA | NG | 9.1 | 0.811 | 64685 | 24814 | EIA-923 Generator File | 1996
639 | 2436 | CA | El Segundo Cogen | 10213 | GEN7 | 0 | OP | CT | NG | 40.7 | 0.965 | 344173 | 140840 | EIA-923 Generator File | 2013
640 | 2437 | CA | El Segundo Cogen | 10213 | GEN8 | 4 | OP | CA | NG | 5.2 | 0.733 | 33387 | 13842 | EIA-923 Generator File | 2013
641 | 2443 | CA | ELACC Photovoltaic Power Facility | 56814 | PV1 | 0 | OP | PV | SUN | 0.5 | 0.059 | 260.5 | 138.5 | Distributed from 923 Generation And Fuel | 2008
642 | 2444 | CA | ELACC Photovoltaic Power Facility | 56814 | PV2 | 0 | OP | PV | SUN | 0.5 | 0.059 | 260.5 | 138.5 | Distributed from 923 Generation And Fuel | 2008
643 | 2447 | CA | Electra | 239 | 1 | 0 | OP | HY | WAT | 32.3 | 0.483 | 136803.262 | 53106.242 | Distributed from 923 Generation And Fuel | 1948
644 | 2448 | CA | Electra | 239 | 2 | 0 | OP | HY | WAT | 35.1 | 0.483 | 148662.369 | 57709.879 | Distributed from 923 Generation And Fuel | 1948
645 | 2449 | CA | Electra | 239 | 3 | 0 | OP | HY | WAT | 35.1 | 0.483 | 148662.369 | 57709.879 | Distributed from 923 Generation And Fuel | 1948
646 | 2450 | CA | Elevation Solar C | 59964 | ELVSC | 0 | OP | PV | SUN | 40 | 0.026 | 9046 | 0 | Distributed from 923 Generation And Fuel | 2016
647 | 2451 | CA | Elk Hills Cogen | 55950 | U1 | 0 | OP | GT | NG | 23.3 | 0.131 | 26771.5 | 12560 | Distributed from 923 Generation And Fuel | 1994
648 | 2452 | CA | Elk Hills Cogen | 55950 | U2 | 0 | OP | GT | NG | 23.3 | 0.131 | 26771.5 | 12560 | Distributed from 923 Generation And Fuel | 1994
649 | 2453 | CA | Elk Hills Power LLC | 55400 | CTG1 | 0 | OP | CT | NG | 199 | 0.636 | 1108064 | 539925 | EIA-923 Generator File | 2003
650 | 2454 | CA | Elk Hills Power LLC | 55400 | CTG2 | 0 | OP | CT | NG | 199 | 0.636 | 1108172 | 538042 | EIA-923 Generator File | 2003
651 | 2455 | CA | Elk Hills Power LLC | 55400 | STG | 2 | OP | CA | NG | 225 | 0.622 | 1226611 | 607626 | EIA-923 Generator File | 2003
652 | 2456 | CA | Ellwood | 8076 | 01 | 0 | OP | GT | NG | 58 | 0.008 | 3939 | 1848 | Distributed from 923 Generation And Fuel | 1974
653 | 2457 | CA | Elmore Company | 10634 | GEN1 | 0 | OP | ST | GEO | 45.5 | 0.766 | 305377 | 130489 | Distributed from 923 Generation And Fuel | 1988
654 | 2458 | CA | Encina | 302 | 2 | 1 | OP | ST | NG | 110 | 0.014 | 13012 | 9622 | EIA-923 Generator File | 1956 | 2017
655 | 2459 | CA | Encina | 302 | 3 | 1 | OP | ST | NG | 110 | 0.016 | 15152 | 6365 | EIA-923 Generator File | 1958 | 2017
656 | 2460 | CA | Encina | 302 | 4 | 1 | OP | ST | NG | 306 | 0.032 | 85153 | 58594 | EIA-923 Generator File | 1973 | 2017
657 | 2461 | CA | Encina | 302 | 5 | 1 | OP | ST | NG | 345.6 | 0.054 | 162299 | 102762 | EIA-923 Generator File | 1978 | 2017
658 | 2463 | CA | Encina | 302 | ST1 | 1 | OP | ST | NG | 110 | 0.011 | 10874 | 10124 | EIA-923 Generator File | 1954 | 2017
659 | 2464 | CA | Encina Water Pollution Control | 10026 | EG10 | 0 | OP | IC | OBG | 0.8 | 0.46 | 3221.25 | 1383.5 | Distributed from 923 Generation And Fuel | 2008
660 | 2465 | CA | Encina Water Pollution Control | 10026 | EG20 | 0 | OP | IC | OBG | 0.8 | 0.46 | 3221.25 | 1383.5 | Distributed from 923 Generation And Fuel | 2008
661 | 2466 | CA | Encina Water Pollution Control | 10026 | EG30 | 0 | OP | IC | OBG | 0.8 | 0.46 | 3221.25 | 1383.5 | Distributed from 923 Generation And Fuel | 2009
662 | 2467 | CA | Encina Water Pollution Control | 10026 | EG40 | 0 | OP | IC | OBG | 0.8 | 0.46 | 3221.25 | 1383.5 | Distributed from 923 Generation And Fuel | 2009
663 | 2471 | CA | Energy Center | 58168 | EC01 | 0 | OP | IC | NG | 1.5 | 0.553 | 7262 | 3407 | Distributed from 923 Generation And Fuel | 2007
664 | 2473 | CA | Enerparc CA1 LLC | 59122 | ECA11 | 0 | OP | PV | SUN | 1.5 | 0.274 | 3604 | 1917 | Distributed from 923 Generation And Fuel | 2014
665 | 2474 | CA | Enerparc CA2, LLC | 59978 | ECA22 | 0 | OP | PV | SUN | 1.5 | 0.251 | 3296 | 1955 | Distributed from 923 Generation And Fuel | 2016
666 | 2475 | CA | Equilon Los Angeles Refining | 50530 | GEN1 | 0 | OP | GT | OG | 30 | 0.771 | 202530 | 85706 | Distributed from 923 Generation And Fuel | 1982
667 | 2476 | CA | Equilon Los Angeles Refining | 50530 | GEN2 | 0 | OP | GT | OG | 30 | 0.771 | 202530 | 85706 | Distributed from 923 Generation And Fuel | 1982
668 | 2477 | CA | Equilon Los Angeles Refining | 50530 | GEN3 | 1 | OP | ST | OG | 23 | 0.447 | 90145.98 | 35001 | EIA-923 Generator File | 1991
669 | 2478 | CA | Equinix San Jose | 60223 | EQXOO | 0 | OP | FC | NG | 1.1 | 0.909 | 8755 | 4107 | Distributed from 923 Generation And Fuel | 2015
670 | 2479 | CA | Escondido Energy Center | 55538 | CTG1 | 0 | OP | GT | NG | 49.9 | 0.073 | 31846 | 14941 | Distributed from 923 Generation And Fuel | 2014
671 | 2485 | CA | Etiwanda Generating Station | 331 | 3 | 1 | OP | ST | NG | 333 | 0.028 | 81219 | 59018 | EIA-923 Generator File | 1963
672 | 2486 | CA | Etiwanda Generating Station | 331 | 4 | 1 | OP | ST | NG | 333 | 0.026 | 75145 | 53887 | EIA-923 Generator File | 1963
673 | 2490 | CA | Exchequer | 409 | 1 | 0 | OP | HY | WAT | 94.5 | 0.179 | 148222 | 125085 | Distributed from 923 Generation And Fuel | 1967
674 | 2491 | CA | Exeter Solar | 58306 | 1 | 0 | OP | PV | SUN | 1 | 0.227 | 1987.429 | 1057.429 | Distributed from 923 Generation And Fuel | 2014
675 | 2492 | CA | Exeter Solar | 58306 | 2 | 0 | OP | PV | SUN | 1 | 0.227 | 1987.429 | 1057.429 | Distributed from 923 Generation And Fuel | 2014
676 | 2493 | CA | Exeter Solar | 58306 | 3 | 0 | OP | PV | SUN | 1.5 | 0.227 | 2981.143 | 1586.143 | Distributed from 923 Generation And Fuel | 2014
677 | 2494 | CA | Expressway Solar A | 58761 | EXSA | 0 | OP | PV | SUN | 2 | 0.285 | 4985 | 2652 | Distributed from 923 Generation And Fuel | 2014
678 | 2495 | CA | Expressway Solar B | 58762 | EXSB | 0 | OP | PV | SUN | 2 | 0.253 | 4427 | 2355 | Distributed from 923 Generation And Fuel | 2014
679 | 2496 | CA | Expressway Solar C2 | 58763 | EXSC2 | 0 | OP | PV | SUN | 1.5 | 0.284 | 3737 | 1988 | Distributed from 923 Generation And Fuel | 2014
680 | 2499 | CA | FAA NorCal TRACON | 58261 | 1 | 0 | OP | PV | SUN | 1 | 0.5 | 4376 | 2328 | Distributed from 923 Generation And Fuel | 2012
681 | 2500 | CA | Fairhaven Power | 10052 | GEN1 | 1 | OP | ST | WDS | 18.8 | 0.417 | 68637 | 41400 | EIA-923 Generator File | 1986
682 | 2501 | CA | Fall Creek | 296 | 1 | 0 | OP | HY | WAT | 0.5 | 0.552 | 2415.714 | 1262.143 | Distributed from 923 Generation And Fuel | 1903
683 | 2502 | CA | Fall Creek | 296 | 2 | 0 | OP | HY | WAT | 0.4 | 0.552 | 1932.571 | 1009.714 | Distributed from 923 Generation And Fuel | 1907
684 | 2503 | CA | Fall Creek | 296 | 3 | 0 | OP | HY | WAT | 1.2 | 0.552 | 5797.714 | 3029.143 | Distributed from 923 Generation And Fuel | 1910
685 | 2507 | CA | Farmersville | 59203 | PV1 | 0 | OP | PV | SUN | 1.5 | 0.223 | 2934.667 | 1561.333 | Distributed from 923 Generation And Fuel | 2014
686 | 2508 | CA | Farmersville | 59203 | PV2 | 0 | OP | PV | SUN | 1.5 | 0.223 | 2934.667 | 1561.333 | Distributed from 923 Generation And Fuel | 2014
687 | 2509 | CA | Farmersville | 59203 | PV3 | 0 | OP | PV | SUN | 1.5 | 0.223 | 2934.667 | 1561.333 | Distributed from 923 Generation And Fuel | 2014
688 | 2510 | CA | Feather River Energy Center | 55847 | CTG1 | 0 | OP | GT | NG | 47 | 0.063 | 26059 | 12226 | Distributed from 923 Generation And Fuel | 2003
689 | 2511 | CA | Five Points Solar Park | 59523 | FRFSP | 0 | OP | PV | SUN | 60 | 0.082 | 42913 | 15288 | Distributed from 923 Generation And Fuel | 2016
690 | 2512 | CA | Five Points Solar Station | 57498 | 1 | 0 | OP | PV | SUN | 15 | 0.227 | 29839 | 15874 | Distributed from 923 Generation And Fuel | 2011
691 | 2513 | CA | Folsom | 441 | 1 | 0 | OP | HY | WAT | 66.2 | 0.341 | 197986.667 | 104781 | Distributed from 923 Generation And Fuel | 1955
692 | 2514 | CA | Folsom | 441 | 2 | 0 | OP | HY | WAT | 66.2 | 0.341 | 197986.667 | 104781 | Distributed from 923 Generation And Fuel | 1955
693 | 2515 | CA | Folsom | 441 | 3 | 0 | OP | HY | WAT | 66.2 | 0.341 | 197986.667 | 104781 | Distributed from 923 Generation And Fuel | 1955
694 | 2516 | CA | Fontana | 332 | 1 | 0 | OP | HY | WAT | 1.5 | 0.049 | 647 | 338 | Distributed from 923 Generation And Fuel | 1917
695 | 2517 | CA | Fontana | 332 | 2 | 0 | OP | HY | WAT | 1.5 | 0.049 | 647 | 338 | Distributed from 923 Generation And Fuel | 1917
696 | 2518 | CA | Foothill | 396 | 1 | 0 | OP | HY | WAT | 11 | 0.327 | 31469 | 16441 | Distributed from 923 Generation And Fuel | 1971
697 | 2519 | CA | Foothill Feeder | 6645 | 1 | 0 | OP | HY | WAT | 4.5 | 0.347 | 13686 | 7150 | Distributed from 923 Generation And Fuel | 1981
698 | 2520 | CA | Foothill Feeder | 6645 | 2 | 0 | OP | HY | WAT | 4.5 | 0.347 | 13686 | 7150 | Distributed from 923 Generation And Fuel | 1981
699 | 2522 | CA | Forbestown | 417 | 1 | 0 | OP | HY | WAT | 41.9 | 0.351 | 128938 | 67362 | Distributed from 923 Generation And Fuel | 1963
700 | 2523 | CA | Forever 21 Retail, Inc. | 59651 | W4161 | 0 | OP | PV | SUN | 1.7 | 0.149 | 2212 | 1177 | Distributed from 923 Generation And Fuel | 2015
701 | 2524 | CA | Forks of Butte Hydro Project | 50350 | GEN1 | 0 | OP | HY | WAT | 14.5 | 0.404 | 51348 | 26826 | Distributed from 923 Generation And Fuel | 1992
702 | 2525 | CA | Foster Wheeler Martinez | 10342 | TG1 | 0 | OP | CT | NG | 40 | 0.898 | 314714 | 125263 | EIA-923 Generator File | 1987
703 | 2526 | CA | Foster Wheeler Martinez | 10342 | TG2 | 0 | OP | CT | NG | 40 | 0.868 | 303993 | 122479 | EIA-923 Generator File | 1987
704 | 2527 | CA | Foster Wheeler Martinez | 10342 | TG3 | 1 | OP | CA | NG | 33.5 | 0.456 | 133704 | 51201 | EIA-923 Generator File | 1987
705 | 2528 | CA | Foundation AB | 57791 | WTG1 | 0 | OP | WT | WND | 1.5 | 0.199 | 2610 | 1436 | Distributed from 923 Generation And Fuel | 2011
706 | 2531 | CA | Foundation Cemex BMQ | 58102 | WTG1 | 0 | OP | WT | WND | 1.5 | 0.128 | 1683.5 | 926.5 | Distributed from 923 Generation And Fuel | 2012
707 | 2532 | CA | Foundation Cemex BMQ | 58102 | WTG2 | 0 | OP | WT | WND | 1.5 | 0.128 | 1683.5 | 926.5 | Distributed from 923 Generation And Fuel | 2012
708 | 2533 | CA | Foundation Cemex Madison | 58112 | WTG1 | 0 | OP | WT | WND | 1 | 0.179 | 1571 | 864 | Distributed from 923 Generation And Fuel | 2012
709 | 2534 | CA | Foundation Cemex River Plant | 58101 | WTG1 | 0 | OP | WT | WND | 1.6 | 0.103 | 1441 | 793 | Distributed from 923 Generation And Fuel | 2012
710 | 2535 | CA | Foundation Cemex River Plant | 58101 | WTG2 | 0 | OP | WT | WND | 1.6 | 0.103 | 1441 | 793 | Distributed from 923 Generation And Fuel | 2012
711 | 2536 | CA | Foundation IE | 57792 | WTG1 | 0 | OP | WT | WND | 1 | 0.038 | 337 | 185 | Distributed from 923 Generation And Fuel | 2011
712 | 2538 | CA | Foundation NWNA | 58114 | WTG1 | 0 | OP | WT | WND | 1.6 | 0.491 | 6887 | 3790 | Distributed from 923 Generation And Fuel | 2012
713 | 2539 | CA | Foundation NWNA | 58114 | WTG2 | 0 | OP | WT | WND | 1.6 | 0.491 | 6887 | 3790 | Distributed from 923 Generation And Fuel | 2012
714 | 2541 | CA | Foundation RRM | 58113 | WTG1 | 0 | OP | WT | WND | 1 | 0.559 | 4896 | 2694 | Distributed from 923 Generation And Fuel | 2012
715 | 2542 | CA | Foundation RRM | 58113 | WTG2 | 0 | OP | WT | WND | 1 | 0.559 | 4896 | 2694 | Distributed from 923 Generation And Fuel | 2012
716 | 2545 | CA | Foundation ST | 57626 | WTG1 | 0 | OP | WT | WND | 2 | 0.155 | 2719 | 1496 | Distributed from 923 Generation And Fuel | 2011
717 | 2546 | CA | Foundation Superior Farms | 58104 | WTG1 | 0 | OP | WT | WND | 1 | 0.163 | 1425 | 784 | Distributed from 923 Generation And Fuel | 2012
718 | 2547 | CA | Foundation Wal-Mart Red Bluff | 58105 | WTG1 | 0 | OP | WT | WND | 1 | 0.227 | 1985 | 1092 | Distributed from 923 Generation And Fuel | 2012
719 | 2549 | CA | FPL Energy Montezuma Winds LLC | 57201 | S2.3 | 0 | OP | WT | WND | 36.8 | 0.281 | 90591 | 60588 | Distributed from 923 Generation And Fuel | 2010
720 | 2550 | CA | Frankenheimer Power Plant | 50219 | U1 | 0 | OP | HY | WAT | 5.3 | 0.205 | 9502 | 4964 | Distributed from 923 Generation And Fuel | 1983
721 | 2551 | CA | Franklin (CA) | 397 | 1 | 0 | OP | HY | WAT | 2 | 0 | 0 | 0 | Distributed from 923 Generation And Fuel | 1921
722 | 2552 | CA | Franklin Templeton San Mateo | 57809 | FRK00 | 0 | OP | FC | NG | 1.1 | 0.741 | 7144 | 3352 | Distributed from 923 Generation And Fuel | 2011
723 | 2553 | CA | Freeway Springs | 60183 | FSPRI | 0 | OP | PV | SUN | 2 | 0.014 | 245 | 0 | Distributed from 923 Generation And Fuel | 2016
724 | 2554 | CA | French Meadows | 424 | 1 | 0 | OP | HY | WAT | 15.3 | 0.406 | 54456 | 28450 | Distributed from 923 Generation And Fuel | 1966
725 | 2555 | CA | Fresno Cogen Partners | 10156 | GEN2 | 1 | OP | CA | NG | 10 | 0.008 | 691 | 478 | EIA-923 Generator File | 1990
726 | 2556 | CA | Fresno Cogen Partners | 10156 | GEN3 | 0 | OP | GT | NG | 22.3 | 0.015 | 2956 | 1387 | Distributed from 923 Generation And Fuel | 2001
727 | 2557 | CA | Fresno Cogen Partners | 10156 | GEN4 | 0 | OP | CT | NG | 50.3 | 0.011 | 4837 | 3351 | EIA-923 Generator File | 2004
728 | 2559 | CA | Fresno Solar | 60083 | PV-S | 0 | OP | PV | SUN | 1.5 | 0.245 | 3221.5 | 1714 | Distributed from 923 Generation And Fuel | 2015
729 | 2560 | CA | Fresno Solar | 60083 | PV-W | 0 | OP | PV | SUN | 1.5 | 0.245 | 3221.5 | 1714 | Distributed from 923 Generation And Fuel | 2015
730 | 2561 | CA | Friant Hydro Facility | 50393 | FR1 | 0 | OP | HY | WAT | 18.4 | 0.143 | 23097.412 | 13124.732 | Distributed from 923 Generation And Fuel | 1986
731 | 2562 | CA | Friant Hydro Facility | 50393 | M1 | 0 | OP | HY | WAT | 9.8 | 0.143 | 12301.882 | 6990.346 | Distributed from 923 Generation And Fuel | 1985
732 | 2563 | CA | Friant Hydro Facility | 50393 | RO1 | 0 | OP | HY | WAT | 2.4 | 0.143 | 3012.706 | 1711.922 | Distributed from 923 Generation And Fuel | 1985
733 | 2565 | CA | Frito-Lay Cogen Plant | 10110 | GEN1 | 0 | OP | GT | NG | 6 | 0.514 | 27041 | 12686 | Distributed from 923 Generation And Fuel | 1986
734 | 2566 | CA | Frontier Solar LLC | 60039 | FTRS | 0 | OP | PV | SUN | 20 | 0.162 | 28416 | 19058 | Distributed from 923 Generation And Fuel | 2016
735 | 2567 | CA | FRV Cygnus Solar Project | 57651 | FRV3 | 0 | OP | PV | SUN | 20 | 0.287 | 50282 | 26750 | Distributed from 923 Generation And Fuel | 2014
736 | 2568 | CA | FRV SI Transport Solar LP | 57506 | SEIM | 0 | OP | PV | SUN | 1 | 0.2 | 1751 | 932 | Distributed from 923 Generation And Fuel | 2010
737 | 2569 | CA | Fullerton Mill CHP | 58083 | GTG1 | 0 | OP | CT | NG | 19 | 0.364 | 60591 | 27075 | EIA-923 Generator File | 2002
738 | 2570 | CA | Fullerton Mill CHP | 58083 | STG1 | 1 | OP | CA | NG | 2 | 0.402 | 7051 | 4077 | EIA-923 Generator File | 2002
739 | 2571 | CA | G2 Energy Hay Rd | 58320 | 362 | 0 | OP | IC | LFG | 1.6 | 0.851 | 11921 | 5076 | Distributed from 923 Generation And Fuel | 2013
740 | 2572 | CA | G2 Energy Ostrom Road LLC | 57133 | 359 | 0 | OP | IC | LFG | 1.9 | 0.796 | 13250.6 | 5642.457 | Distributed from 923 Generation And Fuel | 2009
741 | 2573 | CA | G2 Energy Ostrom Road LLC | 57133 | 361 | 0 | OP | IC | LFG | 1.6 | 0.796 | 11158.4 | 4751.543 | Distributed from 923 Generation And Fuel | 2013
742 | 2574 | CA | Gap Pacific Distribution Center | 56909 | 1 | 0 | OP | PV | SUN | 0.3 | 0.188 | 493.75 | 262.75 | Distributed from 923 Generation And Fuel | 2008
743 | 2575 | CA | Gap Pacific Distribution Center | 56909 | 2 | 0 | OP | PV | SUN | 0.3 | 0.188 | 493.75 | 262.75 | Distributed from 923 Generation And Fuel | 2008
744 | 2576 | CA | Gap Pacific Distribution Center | 56909 | 3 | 0 | OP | PV | SUN | 0.3 | 0.188 | 493.75 | 262.75 | Distributed from 923 Generation And Fuel | 2008
745 | 2577 | CA | Gap Pacific Distribution Center | 56909 | 4 | 0 | OP | PV | SUN | 0.3 | 0.188 | 493.75 | 262.75 | Distributed from 923 Generation And Fuel | 2008
746 | 2578 | CA | Garnet Solar Generation Station I LLC | 58528 | WDT44 | 0 | OP | PV | SUN | 4 | 0.274 | 9602 | 5108 | Distributed from 923 Generation And Fuel | 2014
747 | 2579 | CA | Garnet Wind Energy Center | 57302 | 1 | 0 | OP | WT | WND | 6.5 | 0.327 | 18632 | 10253 | Distributed from 923 Generation And Fuel | 2009
748 | 2580 | CA | Gas Utilization Facility | 50492 | 1 | 0 | OP | IC | OBG | 2.3 | 0.919 | 18520.5 | 7886 | Distributed from 923 Generation And Fuel | 1985
749 | 2581 | CA | Gas Utilization Facility | 50492 | 2 | 0 | OP | IC | OBG | 2.3 | 0.919 | 18520.5 | 7886 | Distributed from 923 Generation And Fuel | 1985
750 | 2582 | CA | Gas Utilization Facility | 50492 | 3 | 0 | OP | HY | WAT | 1.5 | 0.139 | 1820 | 951 | Distributed from 923 Generation And Fuel | 2002
751 | 2584 | CA | Gates Solar Station | 57892 | 1 | 0 | OP | PV | SUN | 20 | 0.25 | 43717 | 23257 | Distributed from 923 Generation And Fuel | 2013
752 | 2585 | CA | Gateway Generating Station | 56476 | A | 0 | OP | CT | NG | 203.2 | 0.429 | 763982 | 254428 | EIA-923 Generator File | 2009
753 | 2586 | CA | Gateway Generating Station | 56476 | B | 0 | OP | CT | NG | 203.2 | 0.438 | 779032 | 271116 | EIA-923 Generator File | 2009
754 | 2587 | CA | Gateway Generating Station | 56476 | C | 2 | OP | CA | NG | 213.3 | 0.478 | 892936 | 299158 | EIA-923 Generator File | 2009
755 | 2592 | CA | GE 1.7-100 Prototype | 57566 | 1.7SF | 0 | OP | WT | WND | 1.8 | 0.214 | 3373 | 1856 | Distributed from 923 Generation And Fuel | 2014
756 | 2596 | CA | Genentech-Oceanside | 60231 | BA1 | 0 | OP | BA | MWH | 2 | 0 | 0 | 0 | Distributed from 923 Generation And Fuel | 2016
757 | 2597 | CA | Genentech-Oceanside | 60231 | PV1 | 0 | OP | PV | SUN | 4.5 | 0.108 | 4255 | 2742 | Distributed from 923 Generation And Fuel | 2016
758 | 2598 | CA | Genesis Solar Energy Project | 57394 | GEN01 | 1 | OP | ST | SUN | 125 | 0.285 | 312071 | 180053.5 | Distributed from 923 Generation And Fuel | 2014
759 | 2599 | CA | Genesis Solar Energy Project | 57394 | GEN02 | 1 | OP | ST | SUN | 125 | 0.285 | 312071 | 180053.5 | Distributed from 923 Generation And Fuel | 2013
760 | 2600 | CA | Geo East Mesa II | 54038 | GEN1 | 0 | OP | ST | GEO | 21.6 | 0.314 | 59440 | 25399 | Distributed from 923 Generation And Fuel | 1989
761 | 2601 | CA | Geo East Mesa III | 10763 | GBU | 0 | OP | BT | GEO | 8 | 0.554 | 38802 | 16580 | Distributed from 923 Generation And Fuel | 2007
762 | 2602 | CA | Geo East Mesa III | 10763 | GEN1 | 0 | OP | ST | GEO | 21.6 | 0.205 | 38802 | 16580 | Distributed from 923 Generation And Fuel | 1989
763 | 2603 | CA | Geothermal 1 | 7368 | 1 | 0 | OP | ST | GEO | 55 | 0.493 | 237615.5 | 96004 | Distributed from 923 Generation And Fuel | 1983
764 | 2604 | CA | Geothermal 1 | 7368 | 2 | 0 | OP | ST | GEO | 55 | 0.493 | 237615.5 | 96004 | Distributed from 923 Generation And Fuel | 1983
765 | 2606 | CA | Geothermal 2 | 7369 | 4 | 0 | OP | ST | GEO | 55 | 0.357 | 171893.5 | 78641 | Distributed from 923 Generation And Fuel | 1986
766 | 2608 | CA | Geysers Unit 5-20 | 286 | U11 | 0 | OP | ST | GEO | 110 | 0.415 | 399989.639 | 172950.676 | Distributed from 923 Generation And Fuel | 1975
767 | 2609 | CA | Geysers Unit 5-20 | 286 | U12 | 0 | OP | ST | GEO | 110 | 0.415 | 399989.639 | 172950.676 | Distributed from 923 Generation And Fuel | 1979
768 | 2610 | CA | Geysers Unit 5-20 | 286 | U13 | 0 | OP | ST | GEO | 138 | 0.415 | 501805.183 | 216974.484 | Distributed from 923 Generation And Fuel | 1980
769 | 2611 | CA | Geysers Unit 5-20 | 286 | U14 | 0 | OP | ST | GEO | 113 | 0.415 | 410898.447 | 177667.512 | Distributed from 923 Generation And Fuel | 1980
770 | 2612 | CA | Geysers Unit 5-20 | 286 | U16 | 0 | OP | ST | GEO | 118 | 0.415 | 429079.794 | 185528.907 | Distributed from 923 Generation And Fuel | 1985
771 | 2613 | CA | Geysers Unit 5-20 | 286 | U17 | 0 | OP | ST | GEO | 118 | 0.415 | 429079.794 | 185528.907 | Distributed from 923 Generation And Fuel | 1982
772 | 2614 | CA | Geysers Unit 5-20 | 286 | U18 | 0 | OP | ST | GEO | 118 | 0.415 | 429079.794 | 185528.907 | Distributed from 923 Generation And Fuel | 1983
773 | 2615 | CA | Geysers Unit 5-20 | 286 | U20 | 0 | OP | ST | GEO | 118 | 0.415 | 429079.794 | 185528.907 | Distributed from 923 Generation And Fuel | 1985
774 | 2616 | CA | Geysers Unit 5-20 | 286 | U5 | 0 | OP | ST | GEO | 55 | 0.415 | 199994.819 | 86475.338 | Distributed from 923 Generation And Fuel | 1971
775 | 2617 | CA | Geysers Unit 5-20 | 286 | U6 | 0 | OP | ST | GEO | 55 | 0.415 | 199994.819 | 86475.338 | Distributed from 923 Generation And Fuel | 1971
776 | 2618 | CA | Geysers Unit 5-20 | 286 | U7 | 0 | OP | ST | GEO | 55 | 0.415 | 199994.819 | 86475.338 | Distributed from 923 Generation And Fuel | 1972
777 | 2619 | CA | Geysers Unit 5-20 | 286 | U8 | 0 | OP | ST | GEO | 55 | 0.415 | 199994.819 | 86475.338 | Distributed from 923 Generation And Fuel | 1972
778 | 2621 | CA | Gianera | 7231 | 1 | 0 | OP | GT | NG | 32.3 | 0.001 | 203.5 | 95.5 | Distributed from 923 Generation And Fuel | 1987
779 | 2622 | CA | Gianera | 7231 | 2 | 0 | OP | GT | NG | 32.3 | 0.001 | 203.5 | 95.5 | Distributed from 923 Generation And Fuel | 1986
780 | 2623 | CA | Giffen | 57521 | 1 | 0 | OP | PV | SUN | 10 | 0.236 | 20678 | 11001 | Distributed from 923 Generation And Fuel | 2012
781 | 2626 | CA | Gilroy Peaking Energy Center | 55810 | S3 | 0 | OP | GT | NG | 45 | 0.015 | 6056 | 2841 | Distributed from 923 Generation And Fuel | 2001
782 | 2627 | CA | Gilroy Peaking Energy Center | 55810 | S4 | 0 | OP | GT | NG | 45 | 0.015 | 6056 | 2841 | Distributed from 923 Generation And Fuel | 2001
783 | 2628 | CA | Gilroy Peaking Energy Center | 55810 | S5 | 0 | OP | GT | NG | 45 | 0.015 | 6056 | 2841 | Distributed from 923 Generation And Fuel | 2002
784 | 2629 | CA | Gilroy Power Plant | 10034 | GEN1 | 0 | OP | CT | NG | 90 | 0.13 | 102828 | 94441 | EIA-923 Generator File | 1987
785 | 2630 | CA | Gilroy Power Plant | 10034 | GEN2 | 1 | OP | CA | NG | 40 | 0.11 | 38565 | 35208 | EIA-923 Generator File | 1987
786 | 2631 | CA | Glenarm | 422 | GT1 | 0 | OP | GT | NG | 28.8 | 0.02 | 5118.208 | 2401.236 | Distributed from 923 Generation And Fuel | 1976
787 | 2632 | CA | Glenarm | 422 | GT2 | 0 | OP | GT | NG | 28.8 | 0.02 | 5118.208 | 2401.236 | Distributed from 923 Generation And Fuel | 1976
788 | 2633 | CA | Glenarm | 422 | GT3 | 0 | OP | GT | NG | 60.5 | 0.02 | 10751.792 | 5044.264 | Distributed from 923 Generation And Fuel | 2004
789 | 2634 | CA | Glenarm | 422 | GT4 | 0 | OP | GT | NG | 60.5 | 0.02 | 10751.792 | 5044.264 | Distributed from 923 Generation And Fuel | 2004
790 | 2635 | CA | Glenarm | 422 | GT5 | 0 | OP | CT | NG | 71 | 0.001 | 459 | 0 | EIA-923 Generator File | 2016
791 | 2636 | CA | Glenarm | 422 | ST1 | 0 | OP | CA | NG | 16 | 0.001 | 85.36 | 0 | EIA-923 Generator File | 2016
792 | 2638 | CA | Goal Line LP | 54749 | CTG | 0 | OP | CT | NG | 41.2 | 0.052 | 18841 | 12540 | EIA-923 Generator File | 1994
793 | 2639 | CA | Goal Line LP | 54749 | STG | 1 | OP | CA | NG | 10.2 | 0.046 | 4152 | 2724 | EIA-923 Generator File | 1994
794 | 2640 | CA | Golden Acorn Casino | 59328 | GAC1 | 0 | OP | WT | WND | 1 | 0.472 | 4138 | 2277 | Distributed from 923 Generation And Fuel | 2014
795 | 2641 | CA | Golden Fields Solar I, LLC | 60590 | RS1 | 0 | OP | PV | SUN | 54 | 0.031 | 14887 | 0 | Distributed from 923 Generation And Fuel | 2016
796 | 2643 | CA | Golden Hills Wind | 60049 | GE | 0 | OP | WT | WND | 85.9 | 0.376 | 282731 | 176763 | Distributed from 923 Generation And Fuel | 2015
797 | 2644 | CA | Golden Springs Building C-1 | 57796 | 1 | 0 | OP | PV | SUN | 1.2 | 0.173 | 1819 | 968 | Distributed from 923 Generation And Fuel | 2012
798 | 2645 | CA | Golden Springs Building D | 57797 | 1 | 0 | OP | PV | SUN | 1.3 | 0.176 | 1999 | 1063 | Distributed from 923 Generation And Fuel | 2012
799 | 2646 | CA | Goose Haven Energy Center | 55627 | CT1 | 0 | OP | GT | NG | 47 | 0.021 | 8760 | 4110 | Distributed from 923 Generation And Fuel | 2003
800 | 2647 | CA | Gosselin Hydro Plant | 10128 | GEN1 | 0 | OP | HY | WAT | 1 | 0.347 | 3035.5 | 1586 | Distributed from 923 Generation And Fuel | 1983
801 | 2648 | CA | Gosselin Hydro Plant | 10128 | GEN2 | 0 | OP | HY | WAT | 1 | 0.347 | 3035.5 | 1586 | Distributed from 923 Generation And Fuel | 1983
802 | 2649 | CA | Granger | 60516 | PV1 | 0 | OP | PV | SUN | 3 | 0.075 | 1978 | 639 | Distributed from 923 Generation And Fuel | 2016
803 | 2650 | CA | Grapeland Peaker | 56472 | 1 | 0 | OP | GT | NG | 49.8 | 0.077 | 33439 | 15688 | Distributed from 923 Generation And Fuel | 2007
804 | 2651 | CA | Grapeland Peaker | 56472 | BA1 | 0 | OP | BA | MWH | 10 |  | -4 | 0 | Data from EIA-923 Generator File overwritten with distributed data from EIA-923 Generation and Fuel | 2016
805 | 2652 | CA | Graphic Packaging International | 54561 | GT-G | 0 | OP | CT | NG | 24 | 0.925 | 194571 | 91282.712 | EIA-923 Generator File | 1985
806 | 2653 | CA | Graphic Packaging International | 54561 | ST-G | 0 | OP | CA | NG | 3 | 0.666 | 17508 | 8213.853 | EIA-923 Generator File | 1986
807 | 2654 | CA | Grassland 1&2 Solar Project | 58217 | INV4 | 0 | OP | PV | SUN | 2.5 | 0.213 | 4663 | 2481 | Distributed from 923 Generation And Fuel | 2013
808 | 2655 | CA | Grassland 3&4 Solar Project | 58204 | INV3 | 0 | OP | PV | SUN | 2.5 | 0.21 | 4608 | 2451 | Distributed from 923 Generation And Fuel | 2013
809 | 2656 | CA | Grayson | 377 | 1 | 2 | OP | CA | NG | 20 | 0.003 | 607 | 607 | EIA-923 Generator File | 1977
810 | 2657 | CA | Grayson | 377 | 2 | 2 | OP | CA | NG | 20 | 0.009 | 1528 | 338 | EIA-923 Generator File | 1977
811 | 2658 | CA | Grayson | 377 | 3 | 1 | OP | ST | LFG | 23 | 0.069 | 13946 | 13227 | EIA-923 Generator File | 1953
812 | 2659 | CA | Grayson | 377 | 4 | 1 | OP | ST | NG | 50 | 0.093 | 40580 | 19122 | EIA-923 Generator File | 1959
813 | 2660 | CA | Grayson | 377 | 5 | 1 | OP | ST | NG | 50 | 0.137 | 60133 | 5663 | EIA-923 Generator File | 1964
814 | 2661 | CA | Grayson | 377 | 8A | 0 | OP | CT | NG | 25.4 | 0.014 | 3078 | 1102 | EIA-923 Generator File | 1977
815 | 2662 | CA | Grayson | 377 | 8BC | 0 | OP | CT | NG | 55.1 | 0.005 | 2354 | 1674 | EIA-923 Generator File | 1977
816 | 2663 | CA | Grayson | 377 | 9 | 0 | OP | GT | NG | 57.4 | 0.045 | 22421 | 14591 | Distributed from 923 Generation And Fuel | 2004
817 | 2666 | CA | Green Acres Solar Facility 1 | 57849 | GASF1 | 0 | OP | PV | SUN | 3 | 0.256 | 6720 | 3575 | Distributed from 923 Generation And Fuel | 2012
818 | 2667 | CA | Green Acres Solar Facility 2 | 57850 | GASF2 | 0 | OP | PV | SUN | 1 | 0.264 | 2315 | 1232 | Distributed from 923 Generation And Fuel | 2012
819 | 2671 | CA | Green Power I | 55396 | WGNS | 0 | OP | WT | WND | 16.5 | 0.163 | 23620 | 12998 | Distributed from 923 Generation And Fuel | 1975
820 | 2672 | CA | Greenleaf 1 Power Plant | 10350 | GEN1 | 0 | OP | CT | NG | 46 | 0.102 | 41106 | 26068 | EIA-923 Generator File | 1989
821 | 2673 | CA | Greenleaf 1 Power Plant | 10350 | GEN2 | 1 | OP | CA | NG | 20 | 0.031 | 5515 | 3639 | EIA-923 Generator File | 1989
822 | 2674 | CA | Greenleaf 2 Power Plant | 10349 | GEN1 | 0 | OP | GT | NG | 49.5 | 0.546 | 236799 | 111094 | Distributed from 923 Generation And Fuel | 1989
823 | 2676 | CA | Gridley Main | 58370 | GEN1 | 0 | OP | PV | SUN | 1 | 0.204 | 1789 | 952 | Distributed from 923 Generation And Fuel | 2013
824 | 2677 | CA | Gridley Main Two | 58371 | GEN1 | 0 | OP | PV | SUN | 2.5 | 0.217 | 4749 | 2526 | Distributed from 923 Generation And Fuel | 2013
825 | 2678 | CA | Grizzly | 7338 | NA1 | 0 | OP | HY | WAT | 22 | 0.211 | 40738 | 21283 | Distributed from 923 Generation And Fuel | 1993
826 | 2679 | CA | Grossmont Hospital | 10115 | GEN3 | 0 | OP | GT | NG | 4.5 | 0.364 | 14332.869 | 6724.18 | Distributed from 923 Generation And Fuel | 2016
827 | 2684 | CA | GRS Coyote Canyon | 10395 | GEN1 | 1 | OP | ST | LFG | 20 | 0 | 0 | 0 | EIA-923 Generator File | 1989
828 | 2689 | CA | Guernsey Solar Station | 57891 | 1 | 0 | OP | PV | SUN | 20 | 0.262 | 45922 | 24430 | Distributed from 923 Generation And Fuel | 2013
829 | 2690 | CA | H. Gonzales | 56039 | G1 | 0 | OP | GT | NG | 5.9 | 0.003 | 155.82 | 73.103 | Data from EIA-923 Generator File overwritten with distributed data from EIA-923 Generation and Fuel | 1987
830 | 2691 | CA | H. Gonzales | 56039 | G2 | 0 | OP | GT | NG | 5.9 | 0.003 | 155.82 | 73.103 | Data from EIA-923 Generator File overwritten with distributed data from EIA-923 Generation and Fuel | 1987
831 | 2692 | CA | Haas | 240 | H1 | 0 | OP | HY | WAT | 67.5 | 0.291 | 172334.5 | 110923 | Distributed from 923 Generation And Fuel | 1958
832 | 2693 | CA | Haas | 240 | H2 | 0 | OP | HY | WAT | 67.5 | 0.291 | 172334.5 | 110923 | Distributed from 923 Generation And Fuel | 1958
833 | 2694 | CA | Haiwee | 398 | 1 | 0 | OP | HY | WAT | 2.8 | 0.138 | 3385 | 1768.5 | Distributed from 923 Generation And Fuel | 1927
834 | 2695 | CA | Haiwee | 398 | 2 | 0 | OP | HY | WAT | 2.8 | 0.138 | 3385 | 1768.5 | Distributed from 923 Generation And Fuel | 1927
835 | 2696 | CA | Halsey | 241 | 1 | 0 | OP | HY | WAT | 13.6 | 0.247 | 29404 | 15362 | Distributed from 923 Generation And Fuel | 1916
836 | 2698 | CA | Hamilton Branch | 242 | 2 | 0 | OP | HY | WAT | 2.7 | 0.218 | 5154.453 | 2692.868 | Distributed from 923 Generation And Fuel | 1921
837 | 2699 | CA | Hanford 1 and 2 | 59300 | HAN1 | 0 | OP | PV | SUN | 1.5 | 0.23 | 3021 | 1607 | Distributed from 923 Generation And Fuel | 2014
838 | 2700 | CA | Hanford 1 and 2 | 59300 | HAN2 | 0 | OP | PV | SUN | 1.5 | 0.23 | 3021 | 1607 | Distributed from 923 Generation And Fuel | 2014
839 | 2701 | CA | Hanford Energy Park Peaker | 55698 | HEP1 | 0 | OP | GT | NG | 46.1 | 0.032 | 12817 | 6013 | Distributed from 923 Generation And Fuel | 2001
840 | 2702 | CA | Hanford Energy Park Peaker | 55698 | HEP2 | 0 | OP | GT | NG | 46.1 | 0.032 | 12817 | 6013 | Distributed from 923 Generation And Fuel | 2001
841 | 2703 | CA | Harbor | 399 | 10A | 0 | OP | CT | NG | 85.3 | 0.037 | 27526 | 22312 | EIA-923 Generator File | 1994
842 | 2704 | CA | Harbor | 399 | 10B | 0 | OP | CT | NG | 85.3 | 0.041 | 30518 | 25174 | EIA-923 Generator File | 1994
843 | 2705 | CA | Harbor | 399 | 5 | 2 | OP | CA | NG | 75 | 0.032 | 20784 | 17572 | EIA-923 Generator File | 1949
844 | 2706 | CA | Harbor | 399 | GT10 | 0 | OP | GT | NG | 60.5 | 0.021 | 11317.2 | 7350.4 | Distributed from 923 Generation And Fuel | 2002
845 | 2707 | CA | Harbor | 399 | GT11 | 0 | OP | GT | NG | 60.5 | 0.021 | 11317.2 | 7350.4 | Distributed from 923 Generation And Fuel | 2002
846 | 2708 | CA | Harbor | 399 | GT12 | 0 | OP | GT | NG | 60.5 | 0.021 | 11317.2 | 7350.4 | Distributed from 923 Generation And Fuel | 2002
847 | 2709 | CA | Harbor | 399 | GT13 | 0 | OP | GT | NG | 60.5 | 0.021 | 11317.2 | 7350.4 | Distributed from 923 Generation And Fuel | 2002
848 | 2710 | CA | Harbor | 399 | GT14 | 0 | OP | GT | NG | 60.5 | 0.021 | 11317.2 | 7350.4 | Distributed from 923 Generation And Fuel | 2002
849 | 2713 | CA | Harbor Cogen | 50541 | GEN1 | 0 | OP | CT | NG | 82.3 | 0.022 | 15875 | 10756 | EIA-923 Generator File | 1988
850 | 2714 | CA | Harbor Cogen | 50541 | ST1 | 2 | OP | CA | NG | 13.6 | 0.006 | 662 | 516 | EIA-923 Generator File | 2001
851 | 2715 | CA | Harbor Cogen | 50541 | ST2 | 2 | OP | CA | NG | 11.5 | 0.009 | 865 | 681 | EIA-923 Generator File | 2001
852 | 2716 | CA | Hat Creek 1 | 243 | 1 | 0 | OP | HY | WAT | 10 | 0.292 | 25538 | 13342 | Distributed from 923 Generation And Fuel | 1921
853 | 2717 | CA | Hat Creek 2 | 244 | 1 | 0 | OP | HY | WAT | 10 | 0.373 | 32645 | 17055 | Distributed from 923 Generation And Fuel | 1921
854 | 2718 | CA | Hatchet Creek Project | 10882 | GEN1 | 0 | OP | HY | WAT | 6.8 | 0.347 | 20683 | 10806 | Distributed from 923 Generation And Fuel | 1986
855 | 2719 | CA | Hatchet Ridge Wind Project | 56654 | 1 | 0 | OP | WT | WND | 101.2 | 0.324 | 287240 | 95138 | Distributed from 923 Generation And Fuel | 2010
856 | 2720 | CA | Haynes | 400 | 1 | 1 | OP | ST | NG | 230 | 0.132 | 265971 | 160011 | EIA-923 Generator File | 1962
857 | 2721 | CA | Haynes | 400 | 10 | 0 | OP | CT | NG | 182.8 | 0.346 | 553399 | 200546 | EIA-923 Generator File | 2005
858 | 2722 | CA | Haynes | 400 | 11 | 0 | OP | GT | NG | 108.2 | 0.074 | 70226.5 | 36635.833 | Distributed from 923 Generation And Fuel | 2013
859 | 2723 | CA | Haynes | 400 | 12 | 0 | OP | GT | NG | 108.2 | 0.074 | 70226.5 | 36635.833 | Distributed from 923 Generation And Fuel | 2013
860 | 2724 | CA | Haynes | 400 | 13 | 0 | OP | GT | NG | 108.2 | 0.074 | 70226.5 | 36635.833 | Distributed from 923 Generation And Fuel | 2013
861 | 2725 | CA | Haynes | 400 | 14 | 0 | OP | GT | NG | 108.2 | 0.074 | 70226.5 | 36635.833 | Distributed from 923 Generation And Fuel | 2013
862 | 2726 | CA | Haynes | 400 | 15 | 0 | OP | GT | NG | 108.2 | 0.074 | 70226.5 | 36635.833 | Distributed from 923 Generation And Fuel | 2013
863 | 2727 | CA | Haynes | 400 | 16 | 0 | OP | GT | NG | 108.2 | 0.074 | 70226.5 | 36635.833 | Distributed from 923 Generation And Fuel | 2013
864 | 2728 | CA | Haynes | 400 | 2 | 1 | OP | ST | NG | 230 | 0.131 | 264081 | 210369 | EIA-923 Generator File | 1963
865 | 2729 | CA | Haynes | 400 | 8 | 2 | OP | CA | NG | 264.3 | 0.391 | 905562 | 353441 | EIA-923 Generator File | 2005
866 | 2730 | CA | Haynes | 400 | 9 | 0 | OP | CT | NG | 182.8 | 0.598 | 957738 | 388541 | EIA-923 Generator File | 2005
867 | 2735 | CA | Haypress | 10253 | LGEN | 0 | OP | HY | WAT | 5 | 0.282 | 12341 | 6447.5 | Distributed from 923 Generation And Fuel | 1989
868 | 2736 | CA | Haypress | 10253 | UGEN | 0 | OP | HY | WAT | 5 | 0.282 | 12341 | 6447.5 | Distributed from 923 Generation And Fuel | 1988
869 | 2737 | CA | Hayworth Solar | 59009 | PV1 | 0 | OP | PV | SUN | 27 | 0.25 | 59224 | 36627 | Distributed from 923 Generation And Fuel | 2015
870 | 2738 | CA | Heber Geothermal | 54689 | 1 | 0 | OP | ST | GEO | 52 | 0.701 | 319231 | 136409 | Distributed from 923 Generation And Fuel | 1985
871 | 2739 | CA | Heber Geothermal | 54689 | 2 | 0 | OP | BT | GEO | 7 | 0.393 | 24085.333 | 10292 | Distributed from 923 Generation And Fuel | 2006
872 | 2740 | CA | Heber Geothermal | 54689 | 3 | 0 | OP | BT | GEO | 3.5 | 0.393 | 12042.667 | 5146 | Distributed from 923 Generation And Fuel | 2006
873 | 2741 | CA | Heber Solar | 58398 | 1 | 0 | OP | PV | SUN | 10.9 | 0.272 | 25925 | 13792 | Distributed from 923 Generation And Fuel | 2014
874 | 2743 | CA | Hecate Energy Beacon Solar 3 | 59316 | BEAC3 | 0 | OP | PV | SUN | 56 | 0.006 | 3013 | 0 | Distributed from 923 Generation And Fuel | 2016
875 | 2744 | CA | Hecate Energy Beacon Solar 4 | 59317 | BEAC4 | 0 | OP | PV | SUN | 50 | 0.021 | 9137 | 0 | Distributed from 923 Generation And Fuel | 2016
876 | 2745 | CA | Heliocentric | 57831 | 1 | 0 | OP | PV | SUN | 1.5 | 0.212 | 2792 | 1485 | Distributed from 923 Generation And Fuel | 2012
877 | 2748 | CA | Helms Pumped Storage | 6100 | 2 | 0 | OP | PS | WAT | 351 |  | -166187.333 | -45494.667 | Data from EIA-923 Generator File overwritten with distributed data from EIA-923 Generation and Fuel | 1984
878 | 2749 | CA | Helms Pumped Storage | 6100 | 3 | 0 | OP | PS | WAT | 351 |  | -166187.333 | -45494.667 | Data from EIA-923 Generator File overwritten with distributed data from EIA-923 Generation and Fuel | 1984
879 | 2750 | CA | Helzel & Schwarzhoff 86 | 56275 | WGNS | 0 | OP | WT | WND | 2.4 | 0.119 | 2492 | 1371 | Distributed from 923 Generation And Fuel | 1986
880 | 2751 | CA | Helzel & Schwarzhoff 88 Wind Farm | 52165 | WGNS | 0 | OP | WT | WND | 1.8 | 0.109 | 1717 | 945 | Distributed from 923 Generation And Fuel | 1986
881 | 2753 | CA | Henrietta Peaker | 55807 | HPP1 | 0 | OP | GT | NG | 49 | 0.038 | 16261 | 7629 | Distributed from 923 Generation And Fuel | 2002
882 | 2754 | CA | Henrietta Peaker | 55807 | HPP2 | 0 | OP | GT | NG | 49 | 0.038 | 16261 | 7629 | Distributed from 923 Generation And Fuel | 2002
883 | 2755 | CA | Henrietta Solar Project | 58975 | PV1 | 0 | OP | PV | SUN | 102 | 0.148 | 132134 | 89904 | Distributed from 923 Generation And Fuel | 2016
884 | 2756 | CA | Hesperia | 59182 | 10-94 | 0 | OP | PV | SUN | 1.5 | 0.243 | 3197 | 1701 | Distributed from 923 Generation And Fuel | 2014
885 | 2758 | CA | Hickman | 162 | 1 | 0 | OP | HY | WAT | 0.5 | 0.384 | 1680 | 877.5 | Distributed from 923 Generation And Fuel | 1979
886 | 2759 | CA | Hickman | 162 | 2 | 0 | OP | HY | WAT | 0.5 | 0.384 | 1680 | 877.5 | Distributed from 923 Generation And Fuel | 1979
887 | 2760 | CA | High Desert Power Plant | 55518 | CTG1 | 0 | OP | CT | NG | 173 | 0.461 | 698651 | 282487 | EIA-923 Generator File | 2003
888 | 2761 | CA | High Desert Power Plant | 55518 | CTG2 | 0 | OP | CT | NG | 173 | 0.42 | 637221 | 331865 | EIA-923 Generator File | 2003
889 | 2762 | CA | High Desert Power Plant | 55518 | CTG3 | 0 | OP | CT | NG | 173 | 0.423 | 641686 | 310947 | EIA-923 Generator File | 2003
890 | 2763 | CA | High Desert Power Plant | 55518 | STG1 | 3 | OP | CA | NG | 333 | 0.381 | 1112283 | 533856 | EIA-923 Generator File | 2003
891 | 2764 | CA | High Sierra Cogeneration Plant | 57977 | ENG1 | 0 | OP | IC | NG | 3 | 0.658 | 17300 | 8116.5 | Distributed from 923 Generation And Fuel | 2010
892 | 2765 | CA | High Sierra Cogeneration Plant | 57977 | ENG2 | 0 | OP | IC | NG | 3 | 0.658 | 17300 | 8116.5 | Distributed from 923 Generation And Fuel | 2010
893 | 2766 | CA | High Sierra Limited | 50495 | HS1 | 0 | OP | GT | NG | 24.9 | 0.024 | 5326.5 | 2499 | Distributed from 923 Generation And Fuel | 1989
894 | 2767 | CA | High Sierra Limited | 50495 | HS2 | 0 | OP | GT | NG | 24.9 | 0.024 | 5326.5 | 2499 | Distributed from 923 Generation And Fuel | 1989
895 | 2768 | CA | High Winds LLC | 56075 | 1 | 0 | OP | WT | WND | 145.8 | 0.221 | 282848.4 | 204436.8 | Distributed from 923 Generation And Fuel | 2003
896 | 2769 | CA | High Winds LLC | 56075 | 2 | 0 | OP | WT | WND | 16.2 | 0.221 | 31427.6 | 22715.2 | Distributed from 923 Generation And Fuel | 2003
897 | 2770 | CA | HL Power | 10777 | GEN1 | 1 | OP | ST | WDS | 36.2 | 0.371 | 117760 | 70569 | EIA-923 Generator File | 1989
898 | 2771 | CA | Hoag Hospital Cogen Plant | 58223 | 1 | 0 | OP | IC | NG | 1.5 | 0 | 0 | 0 | Distributed from 923 Generation And Fuel | 2006
899 | 2772 | CA | Hoag Hospital Cogen Plant | 58223 | 2 | 0 | OP | IC | NG | 1.5 | 0 | 0 | 0 | Distributed from 923 Generation And Fuel | 2006
900 | 2773 | CA | Hoag Hospital Cogen Plant | 58223 | 3 | 0 | OP | IC | NG | 1.5 | 0 | 0 | 0 | Distributed from 923 Generation And Fuel | 2006
901 | 2775 | CA | Honda Torrance | 58300 | HON | 0 | OP | FC | NG | 1.1 | 0.722 | 6958 | 3264 | Distributed from 923 Generation And Fuel | 2012
902 | 2776 | CA | Horn | 58452 | 1 | 0 | OP | PV | SUN | 1.5 | 0.335 | 4406 | 2344 | Distributed from 923 Generation And Fuel | 2013
903 | 2777 | CA | Houweling Nurseries | 58432 | COG1 | 0 | OP | IC | NG | 4.4 | 0.613 | 23621 | 11081.667 | Distributed from 923 Generation And Fuel | 2012
904 | 2778 | CA | Houweling Nurseries | 58432 | COG2 | 0 | OP | IC | NG | 4.4 | 0.613 | 23621 | 11081.667 | Distributed from 923 Generation And Fuel | 2012
905 | 2779 | CA | Houweling Nurseries | 58432 | COG3 | 0 | OP | IC | NG | 4.4 | 0.613 | 23621 | 11081.667 | Distributed from 923 Generation And Fuel | 2013
906 | 2781 | CA | Humboldt Bay | 246 | IC1 | 0 | OP | IC | NG | 16.7 | 0.251 | 36674.4 | 16483.2 | Distributed from 923 Generation And Fuel | 2010
907 | 2782 | CA | Humboldt Bay | 246 | IC10 | 0 | OP | IC | NG | 16.7 | 0.251 | 36674.4 | 16483.2 | Distributed from 923 Generation And Fuel | 2010
908 | 2783 | CA | Humboldt Bay | 246 | IC2 | 0 | OP | IC | NG | 16.7 | 0.251 | 36674.4 | 16483.2 | Distributed from 923 Generation And Fuel | 2010
909 | 2784 | CA | Humboldt Bay | 246 | IC3 | 0 | OP | IC | NG | 16.7 | 0.251 | 36674.4 | 16483.2 | Distributed from 923 Generation And Fuel | 2011
910 | 2785 | CA | Humboldt Bay | 246 | IC4 | 0 | OP | IC | NG | 16.7 | 0.251 | 36674.4 | 16483.2 | Distributed from 923 Generation And Fuel | 2010
911 | 2786 | CA | Humboldt Bay | 246 | IC5 | 0 | OP | IC | NG | 16.7 | 0.251 | 36674.4 | 16483.2 | Distributed from 923 Generation And Fuel | 2010
912 | 2787 | CA | Humboldt Bay | 246 | IC6 | 0 | OP | IC | NG | 16.7 | 0.251 | 36674.4 | 16483.2 | Distributed from 923 Generation And Fuel | 2010
913 | 2788 | CA | Humboldt Bay | 246 | IC7 | 0 | OP | IC | NG | 16.7 | 0.251 | 36674.4 | 16483.2 | Distributed from 923 Generation And Fuel | 2010
914 | 2789 | CA | Humboldt Bay | 246 | IC8 | 0 | OP | IC | NG | 16.7 | 0.251 | 36674.4 | 16483.2 | Distributed from 923 Generation And Fuel | 2010
915 | 2790 | CA | Humboldt Bay | 246 | IC9 | 0 | OP | IC | NG | 16.7 | 0.251 | 36674.4 | 16483.2 | Distributed from 923 Generation And Fuel | 2010
916 | 2797 | CA | Huron Solar Station | 57523 | 1 | 0 | OP | PV | SUN | 20 | 0.243 | 42504 | 22612 | Distributed from 923 Generation And Fuel | 2012
917 | 2801 | CA | IKEA Tejon 345 | 58028 | PV | 0 | OP | PV | SUN | 1.5 | 0.225 | 2951 | 1570 | Distributed from 923 Generation And Fuel | 2011
918 | 2802 | CA | Imperial Solar Energy Center South | 57490 | 56819 | 0 | OP | PV | SUN | 128.9 | 0.261 | 294191 | 142191 | Distributed from 923 Generation And Fuel | 2013
919 | 2803 | CA | Imperial Solar Energy Center West | 57491 | 56819 | 0 | OP | PV | SUN | 148.7 | 0.242 | 315255 | 212864 | Distributed from 923 Generation And Fuel | 2016
920 | 2804 | CA | Imperial Valley Solar Co (IVSC) 2, LLC | 59657 | IVSC2 | 0 | OP | PV | SUN | 20 | 0.283 | 49654 | 26416 | Distributed from 923 Generation And Fuel | 2015
921 | 2805 | CA | Imperial Valley Solar Company 1 LLC | 58062 | 0001 | 0 | OP | PV | SUN | 23 | 0.263 | 52939 | 28163 | Distributed from 923 Generation And Fuel | 2012
922 | 2806 | CA | Imperial Valley Solar, LLC | 56917 | 1 | 0 | OP | PV | SUN | 101 | 0.306 | 271080.665 | 143053.187 | Distributed from 923 Generation And Fuel | 2013
923 | 2807 | CA | Imperial Valley Solar, LLC | 56917 | 1A | 0 | OP | PV | SUN | 64.6 | 0.306 | 173384.267 | 91497.385 | Distributed from 923 Generation And Fuel | 2013
924 | 2808 | CA | Imperial Valley Solar, LLC | 56917 | 1B | 0 | OP | PV | SUN | 34.3 | 0.306 | 92060.068 | 48581.429 | Distributed from 923 Generation And Fuel | 2014
925 | 2810 | CA | Improvement Dst No. 4 | 57895 | ID4 | 0 | OP | PV | SUN | 1.1 | 0.156 | 1502 | 799 | Distributed from 923 Generation And Fuel | 2009
926 | 2814 | CA | Indigo Energy Facility | 55541 | CTG1 | 0 | OP | GT | NG | 49.9 | 0.026 | 11488 | 5389.667 | Distributed from 923 Generation And Fuel | 2001
927 | 2815 | CA | Indigo Energy Facility | 55541 | CTG2 | 0 | OP | GT | NG | 49.9 | 0.026 | 11488 | 5389.667 | Distributed from 923 Generation And Fuel | 2001
928 | 2816 | CA | Indigo Energy Facility | 55541 | CTG3 | 0 | OP | GT | NG | 49.9 | 0.026 | 11488 | 5389.667 | Distributed from 923 Generation And Fuel | 2001
929 | 2817 | CA | Industry MetroLink PV 1 | 57860 | 1 | 0 | OP | PV | SUN | 1.5 | 0.218 | 2867 | 1525 | Distributed from 923 Generation And Fuel | 2012
930 | 2818 | CA | Industry Solar Power Generation Station 1 LLC | 58609 | ISP1 | 0 | OP | PV | SUN | 1.5 | 0.338 | 4437 | 2360 | Distributed from 923 Generation And Fuel | 2013
931 | 2819 | CA | Ingredion Stockton | 52115 | GEN1 | 0 | OP | GT | NG | 2.8 | 0.864 | 21188 | 9940 | Distributed from 923 Generation And Fuel | 1984
932 | 2821 | CA | Inland Empire Energy Center | 55853 | 1 | 1 | OP | CS | NG | 409.5 | 0.089 | 320198 | 320198 | EIA-923 Generator File | 2009
933 | 2822 | CA | Inland Empire Energy Center | 55853 | 2 | 1 | OP | CS | NG | 409.5 | 0.018 | 63670 | 63670 | EIA-923 Generator File | 2010
934 | 2823 | CA | Inskip | 248 | 1 | 0 | OP | HY | WAT | 7.6 | 0.283 | 18808 | 9826 | Distributed from 923 Generation And Fuel | 1979
935 | 2824 | CA | Intel Folsom | 58086 | 1 | 0 | OP | PV | SUN | 0.5 | 0.188 | 822.5 | 437.5 | Distributed from 923 Generation And Fuel | 2010
936 | 2825 | CA | Intel Folsom | 58086 | 2 | 0 | OP | PV | SUN | 0.5 | 0.188 | 822.5 | 437.5 | Distributed from 923 Generation And Fuel | 2010
937 | 2826 | CA | Intel Folsom Phase 2 | 58954 | PV | 0 | OP | PV | SUN | 1 | 0.199 | 1740 | 926 | Distributed from 923 Generation And Fuel | 2012
938 | 2827 | CA | Intel Folsom Phase 3 | 61152 | PV1 | 0 | OP | PV | SUN | 5.2 | 0.034 | 1535 | 989 | Distributed from 923 Generation And Fuel | 2016
939 | 2828 | CA | Intel Santa Clara | 60224 | NTL00 | 0 | OP | FC | NG | 1.1 | 0.815 | 7853 | 3684 | Distributed from 923 Generation And Fuel | 2015
940 | 2829 | CA | Iron Gate | 297 | 1 | 0 | OP | HY | WAT | 18 | 0.639 | 100752 | 52637 | Distributed from 923 Generation And Fuel | 1962
941 | 2830 | CA | Ironwood Solar LLC | 58513 | 0937 | 0 | OP | PV | SUN | 4 | 0.246 | 8629 | 4591 | Distributed from 923 Generation And Fuel | 2012
942 | 2831 | CA | Isabella Hydro Project | 10139 | GEN1 | 0 | OP | HY | WAT | 5.9 | 0.073 | 3749 | 1958.5 | Distributed from 923 Generation And Fuel | 1990
943 | 2832 | CA | Isabella Hydro Project | 10139 | GEN2 | 0 | OP | HY | WAT | 5.9 | 0.073 | 3749 | 1958.5 | Distributed from 923 Generation And Fuel | 1990
944 | 2833 | CA | ISH Solar Hospital Downey | 57841 | 1 | 0 | OP | PV | SUN | 1.1 | 0.168 | 1616 | 860 | Distributed from 923 Generation And Fuel | 2011
945 | 2834 | CA | ISH Solar Hospital SDMC | 57840 | 1 | 0 | OP | PV | SUN | 1.1 | 0.169 | 1629 | 867 | Distributed from 923 Generation And Fuel | 2011
946 | 2835 | CA | Ivanhoe Solar | 58307 | 1 | 0 | OP | PV | SUN | 1.5 | 0.223 | 2929.286 | 1558.286 | Distributed from 923 Generation And Fuel | 2014
947 | 2836 | CA | Ivanhoe Solar | 58307 | 2 | 0 | OP | PV | SUN | 0.5 | 0.223 | 976.429 | 519.429 | Distributed from 923 Generation And Fuel | 2014
948 | 2837 | CA | Ivanhoe Solar | 58307 | 3 | 0 | OP | PV | SUN | 1.5 | 0.223 | 2929.286 | 1558.286 | Distributed from 923 Generation And Fuel | 2014
949 | 2838 | CA | Ivanpah 1 | 57074 | ST1 | 1 | OP | ST | SUN | 133 | 0.01 | 255655 | 141940 | Data from EIA-923 Generator File overwritten with distributed data from EIA-923 Generation and Fuel | 2013
950 | 2839 | CA | Ivanpah 2 | 57073 | ST1 | 1 | OP | ST | SUN | 133.4 | 0.008 | 199682 | 93944 | Data from EIA-923 Generator File overwritten with distributed data from EIA-923 Generation and Fuel | 2013
951 | 2840 | CA | Ivanpah 3 | 57075 | ST1 | 1 | OP | ST | SUN | 133.4 | 0.009 | 247702 | 119968 | Data from EIA-923 Generator File overwritten with distributed data from EIA-923 Generation and Fuel | 2013
952 | 2841 | CA | J S Eastwood | 104 | 1 | 0 | OP | PS | WAT | 199.8 | 0.136 | 238699 | 190348 | Distributed from 923 Generation And Fuel | 1987
953 | 2842 | CA | J&A-Santa Maria II LLC | 57101 | 1 | 0 | OP | IC | LFG | 1.4 | 0.645 | 7905 | 3366 | Distributed from 923 Generation And Fuel | 2010
954 | 2843 | CA | J.R. Simplot Company | 58216 | 1 | 0 | OP | ST | WH | 4 | 0.307 | 10759 | 4781 | Distributed from 923 Generation And Fuel | 1993
955 | 2845 | CA | James B Black | 249 | 1 | 0 | OP | HY | WAT | 85.1 | 0.398 | 296418.543 | 101438.594 | Distributed from 923 Generation And Fuel | 1966
956 | 2846 | CA | James B Black | 249 | 2 | 0 | OP | HY | WAT | 83.5 | 0.398 | 290845.457 | 99531.406 | Distributed from 923 Generation And Fuel | 1965
957 | 2847 | CA | Jaybird | 431 | H1 | 0 | OP | HY | WAT | 80.8 | 0.407 | 287930 | 134611.5 | Distributed from 923 Generation And Fuel | 1961
958 | 2848 | CA | Jaybird | 431 | H2 | 0 | OP | HY | WAT | 80.8 | 0.407 | 287930 | 134611.5 | Distributed from 923 Generation And Fuel | 1962
959 | 2849 | CA | John L. Featherstone Plant | 57475 | HRP1 | 0 | OP | ST | GEO | 55 | 0.92 | 443269 | 189551 | Distributed from 923 Generation And Fuel | 2012
960 | 2850 | CA | Jones Fork | 534 | 1 | 0 | OP | HY | WAT | 10 | 0.258 | 22638 | 11827 | Distributed from 923 Generation And Fuel | 1985
961 | 2851 | CA | Judge F Carr | 442 | 1 | 0 | OP | HY | WAT | 77.2 | 0.099 | 66777 | 55389 | Distributed from 923 Generation And Fuel | 1963
962 | 2852 | CA | Judge F Carr | 442 | 2 | 0 | OP | HY | WAT | 77.2 | 0.099 | 66777 | 55389 | Distributed from 923 Generation And Fuel | 1963
963 | 2853 | CA | Juniper Networks Sunnyvale | 58301 | JPR | 0 | OP | FC | NG | 1.1 | 0.701 | 6751 | 3167 | Distributed from 923 Generation And Fuel | 2012
964 | 2854 | CA | Kaiser Downey | 58128 | KRSO1 | 0 | OP | FC | LFG | 0.2 | 0 | 0.8 | 0.4 | Distributed from 923 Generation And Fuel | 2012
965 | 2855 | CA | Kaiser Downey | 58128 | KRSO2 | 0 | OP | FC | LFG | 0.2 | 0 | 0.8 | 0.4 | Distributed from 923 Generation And Fuel | 2012
966 | 2856 | CA | Kaiser Downey | 58128 | KRSO3 | 0 | OP | FC | LFG | 0.2 | 0 | 0.8 | 0.4 | Distributed from 923 Generation And Fuel | 2012
967 | 2857 | CA | Kaiser Downey | 58128 | KRSO4 | 0 | OP | FC | LFG | 0.2 | 0 | 0.8 | 0.4 | Distributed from 923 Generation And Fuel | 2012
968 | 2858 | CA | Kaiser Downey | 58128 | KRSO5 | 0 | OP | FC | LFG | 0.2 | 0 | 0.8 | 0.4 | Distributed from 923 Generation And Fuel | 2012
969 | 2859 | CA | Kaiser Ontario | 58132 | KSRO1 | 0 | OP | FC | OBG | 0.2 | 0 | 0.8 | 0.4 | Distributed from 923 Generation And Fuel | 2012
970 | 2860 | CA | Kaiser Ontario | 58132 | KSRO2 | 0 | OP | FC | OBG | 0.2 | 0 | 0.8 | 0.4 | Distributed from 923 Generation And Fuel | 2012
971 | 2861 | CA | Kaiser Ontario | 58132 | KSRO3 | 0 | OP | FC | OBG | 0.2 | 0 | 0.8 | 0.4 | Distributed from 923 Generation And Fuel | 2012
972 | 2862 | CA | Kaiser Ontario | 58132 | KSRO4 | 0 | OP | FC | OBG | 0.2 | 0 | 0.8 | 0.4 | Distributed from 923 Generation And Fuel | 2012
973 | 2863 | CA | Kaiser Ontario | 58132 | KSRO5 | 0 | OP | FC | OBG | 0.2 | 0 | 0.8 | 0.4 | Distributed from 923 Generation And Fuel | 2012
974 | 2864 | CA | Kanaka | 54653 | KAN1 | 0 | OP | HY | WAT | 1.1 | 0.133 | 1277 | 667 | Distributed from 923 Generation And Fuel | 1988
975 | 2865 | CA | Karen Avenue Wind Farm | 10718 | WND | 0 | OP | WT | WND | 11.7 | 0.265 | 27156 | 14943 | Distributed from 923 Generation And Fuel | 1985
976 | 2866 | CA | Kaweah 1 | 337 | 1 | 0 | OP | HY | WAT | 2.3 | 0.346 | 6976 | 3645 | Distributed from 923 Generation And Fuel | 1929
977 | 2867 | CA | Kaweah 2 | 336 | 2 | 0 | OP | HY | WAT | 1.8 | 0.364 | 5740 | 2999 | Distributed from 923 Generation And Fuel | 1929
978 | 2868 | CA | Kaweah 3 | 338 | 1 | 0 | OP | HY | WAT | 2.4 | 0.451 | 9489.5 | 4957.5 | Distributed from 923 Generation And Fuel | 1913
979 | 2869 | CA | Kaweah 3 | 338 | 2 | 0 | OP | HY | WAT | 2.4 | 0.451 | 9489.5 | 4957.5 | Distributed from 923 Generation And Fuel | 1913
980 | 2870 | CA | Kaweah Delta District Hospital | 10042 | KDHT1 | 0 | OP | GT | NG | 3.5 | 0.66 | 20233 | 9492 | Distributed from 923 Generation And Fuel | 2008
981 | 2877 | CA | Kekawaka Power House | 54654 | KEK1 | 0 | OP | HY | WAT | 4.9 | 0.292 | 12540 | 6551 | Distributed from 923 Generation And Fuel | 1989
982 | 2878 | CA | Kellogg's - San Jose | 59280 | KLG00 | 0 | OP | FC | NG | 1.1 | 0.753 | 7256 | 3404 | Distributed from 923 Generation And Fuel | 2013
983 | 2879 | CA | Kelly Ridge | 418 | 1 | 0 | OP | HY | WAT | 10 | 0.846 | 74148 | 38738 | Distributed from 923 Generation And Fuel | 1963
984 | 2880 | CA | Kerckhoff | 250 | H1 | 0 | OP | HY | WAT | 11.3 | 0.227 | 22431.5 | 11719 | Distributed from 923 Generation And Fuel | 1920
985 | 2881 | CA | Kerckhoff | 250 | H3 | 0 | OP | HY | WAT | 11.3 | 0.227 | 22431.5 | 11719 | Distributed from 923 Generation And Fuel | 1920
986 | 2884 | CA | Kern Canyon | 7911 | 1 | 0 | OP | HY | WAT | 9.5 | 0.407 | 33870 | 17695 | Distributed from 923 Generation And Fuel | 1921
987 | 2885 | CA | Kern Front Limited | 50494 | KF1 | 0 | OP | GT | NG | 24.9 | 0.088 | 19281 | 9045.5 | Distributed from 923 Generation And Fuel | 1989
988 | 2886 | CA | Kern Front Limited | 50494 | KF2 | 0 | OP | GT | NG | 24.9 | 0.088 | 19281 | 9045.5 | Distributed from 923 Generation And Fuel | 1989
989 | 2887 | CA | Kern Oil & Refining Co | 58100 | 5900 | 0 | OP | GT | NG | 4.5 | 0.815 | 32124 | 15071 | Distributed from 923 Generation And Fuel | 2002
990 | 2888 | CA | Kern River 1 | 340 | 1 | 0 | OP | HY | WAT | 6.6 | 0.659 | 38092 | 19900.75 | Distributed from 923 Generation And Fuel | 1907
991 | 2889 | CA | Kern River 1 | 340 | 2 | 0 | OP | HY | WAT | 6.6 | 0.659 | 38092 | 19900.75 | Distributed from 923 Generation And Fuel | 1907
992 | 2890 | CA | Kern River 1 | 340 | 3 | 0 | OP | HY | WAT | 6.6 | 0.659 | 38092 | 19900.75 | Distributed from 923 Generation And Fuel | 1907
993 | 2891 | CA | Kern River 1 | 340 | 4 | 0 | OP | HY | WAT | 6.6 | 0.659 | 38092 | 19900.75 | Distributed from 923 Generation And Fuel | 1907
994 | 2892 | CA | Kern River 3 | 339 | 1 | 0 | OP | HY | WAT | 20.5 | 0.334 | 60061.933 | 31378.803 | Distributed from 923 Generation And Fuel | 1921
995 | 2893 | CA | Kern River 3 | 339 | 2 | 0 | OP | HY | WAT | 19.6 | 0.334 | 57425.067 | 30001.197 | Distributed from 923 Generation And Fuel | 1921
996 | 2894 | CA | Kern River Cogeneration | 10496 | GTAG | 0 | OP | GT | NG | 75 | 0.263 | 172930.5 | 74247 | Distributed from 923 Generation And Fuel | 1985
997 | 2895 | CA | Kern River Cogeneration | 10496 | GTBG | 0 | OP | GT | NG | 75 | 0.263 | 172930.5 | 74247 | Distributed from 923 Generation And Fuel | 1985
998 | 2896 | CA | Kern River Cogeneration | 10496 | GTCG | 0 | OP | GT | NG | 75 | 0.263 | 172930.5 | 74247 | Distributed from 923 Generation And Fuel | 1985
999 | 2897 | CA | Kern River Cogeneration | 10496 | GTDG | 0 | OP | GT | NG | 75 | 0.263 | 172930.5 | 74247 | Distributed from 923 Generation And Fuel | 1985
1000 | 2898 | CA | Kern River Eastridge Cogen | 52107 | 101A | 0 | OP | GT | NG | 24.4 | 0.564 | 120471.5 | 56519 | Distributed from 923 Generation And Fuel | 1988
1001 | 2899 | CA | Kern River Eastridge Cogen | 52107 | 101B | 0 | OP | GT | NG | 24.4 | 0.564 | 120471.5 | 56519 | Distributed from 923 Generation And Fuel | 1988
1002 | 2905 | CA | Keswick | 443 | 1 | 0 | OP | HY | WAT | 39 | 0.325 | 111133.667 | 62850.333 | Distributed from 923 Generation And Fuel | 1950
1003 | 2906 | CA | Keswick | 443 | 2 | 0 | OP | HY | WAT | 39 | 0.325 | 111133.667 | 62850.333 | Distributed from 923 Generation And Fuel | 1949
1004 | 2907 | CA | Keswick | 443 | 3 | 0 | OP | HY | WAT | 39 | 0.325 | 111133.667 | 62850.333 | Distributed from 923 Generation And Fuel | 1949
1005 | 2908 | CA | Kettering Solar 1 | 59098 | PV1 | 0 | OP | PV | SUN | 1 | 0.239 | 2094 | 1114 | Distributed from 923 Generation And Fuel | 2014
1006 | 2909 | CA | Kettering Solar 2 | 59099 | PV1 | 0 | OP | PV | SUN | 1 | 0.223 | 1956 | 1041 | Distributed from 923 Generation And Fuel | 2014
1007 | 2911 | CA | Kettleman Solar -Centaurus | 59633 | KS | 0 | OP | PV | SUN | 20 | 0.32 | 55998 | 29791 | Distributed from 923 Generation And Fuel | 2015
1008 | 2912 | CA | Kettleman Solar Project | 58510 | PV5 | 0 | OP | PV | SUN | 1 | 0.287 | 2513 | 1337 | Distributed from 923 Generation And Fuel | 2014
1009 | 2913 | CA | Kiefer Landfill | 55766 | 361A | 0 | OP | IC | LFG | 3 | 0.687 | 18046.667 | 7684.333 | Distributed from 923 Generation And Fuel | 1999
1010 | 2914 | CA | Kiefer Landfill | 55766 | 361B | 0 | OP | IC | LFG | 3 | 0.687 | 18046.667 | 7684.333 | Distributed from 923 Generation And Fuel | 1999
1011 | 2915 | CA | Kiefer Landfill | 55766 | 361C | 0 | OP | IC | LFG | 3 | 0.687 | 18046.667 | 7684.333 | Distributed from 923 Generation And Fuel | 1999
1012 | 2916 | CA | Kilarc | 253 | 1 | 0 | OP | HY | WAT | 1.5 | 0.588 | 7731 | 4039 | Distributed from 923 Generation And Fuel | 1904 | 2019
1013 | 2917 | CA | Kilarc | 253 | 2 | 0 | OP | HY | WAT | 1.5 | 0.588 | 7731 | 4039 | Distributed from 923 Generation And Fuel | 1904 | 2019
1014 | 2918 | CA | King City Peaking | 55811 | CTG1 | 0 | OP | GT | NG | 47.3 | 0.011 | 4391 | 2060 | Distributed from 923 Generation And Fuel | 2002
1015 | 2919 | CA | King City Power Plant | 10294 | GTG | 0 | OP | CT | NG | 90.8 | 0.372 | 296089 | 124611 | EIA-923 Generator File | 1989
1016 | 2920 | CA | King City Power Plant | 10294 | STG | 1 | OP | CA | NG | 42.4 | 0.331 | 123099 | 52277 | EIA-923 Generator File | 1989
1017 | 2921 | CA | Kingbird A Solar LLC | 59868 | GEN01 | 0 | OP | PV | SUN | 20 | 0.24 | 42079 | 27116 | Distributed from 923 Generation And Fuel | 2016
1018 | 2922 | CA | Kingbird B Solar, LLC | 60091 | GEN01 | 0 | OP | PV | SUN | 20 | 0.226 | 39681 | 25571 | Distributed from 923 Generation And Fuel | 2016
1019 | 2923 | CA | Kings Beach | 6518 | KB1 | 0 | OP | IC | DFO | 2.5 | 0.002 | 37.5 | 26.833 | Distributed from 923 Generation And Fuel | 2008
1020 | 2924 | CA | Kings Beach | 6518 | KB2 | 0 | OP | IC | DFO | 2.5 | 0.002 | 37.5 | 26.833 | Distributed from 923 Generation And Fuel | 2008
1021 | 2925 | CA | Kings Beach | 6518 | KB3 | 0 | OP | IC | DFO | 2.5 | 0.002 | 37.5 | 26.833 | Distributed from 923 Generation And Fuel | 2008
1022 | 2926 | CA | Kings Beach | 6518 | KB4 | 0 | OP | IC | DFO | 2.5 | 0.002 | 37.5 | 26.833 | Distributed from 923 Generation And Fuel | 2008
1023 | 2927 | CA | Kings Beach | 6518 | KB5 | 0 | OP | IC | DFO | 2.5 | 0.002 | 37.5 | 26.833 | Distributed from 923 Generation And Fuel | 2008
1024 | 2928 | CA | Kings Beach | 6518 | KB6 | 0 | OP | IC | DFO | 2.5 | 0.002 | 37.5 | 26.833 | Distributed from 923 Generation And Fuel | 2008
1025 | 2935 | CA | Kings River PH | 254 | H1 | 0 | OP | HY | WAT | 48.6 | 0.294 | 125119 | 65367 | Distributed from 923 Generation And Fuel | 1962
1026 | 2936 | CA | Kingsburg Cogen | 10405 | GEN1 | 0 | OP | CT | NG | 23.1 | 0.094 | 18925 | 16805 | EIA-923 Generator File | 1990
1027 | 2937 | CA | Kingsburg Cogen | 10405 | GEN2 | 1 | OP | CA | NG | 13.1 | 0.061 | 7050 | 6370 | EIA-923 Generator File | 1990
1028 | 2938 | CA | Kingsburg Solar | 58304 | 1 | 0 | OP | PV | SUN | 1.5 | 0.232 | 3046.622 | 1620.811 | Distributed from 923 Generation And Fuel | 2013
1029 | 2939 | CA | Kingsburg Solar | 58304 | 2 | 0 | OP | PV | SUN | 1.5 | 0.232 | 3046.622 | 1620.811 | Distributed from 923 Generation And Fuel | 2013
1030 | 2940 | CA | Kingsburg Solar | 58304 | 3 | 0 | OP | PV | SUN | 0.7 | 0.232 | 1421.757 | 756.378 | Distributed from 923 Generation And Fuel | 2013
1031 | 2941 | CA | Kohls San Bernardino Solar Facility | 57009 | 1 | 0 | OP | PV | SUN | 1 | 0.098 | 859 | 457 | Distributed from 923 Generation And Fuel | 2007
1032 | 2942 | CA | Kumeyaay Wind | 56295 | 1 | 0 | OP | WT | WND | 50 | 0.326 | 142816 | 50678 | Distributed from 923 Generation And Fuel | 2005
1033 | 2943 | CA | Kyocera America Project | 10720 | 0287 | 0 | OP | IC | NG | 1.7 | 0.236 | 3510.053 | 1646.763 | Distributed from 923 Generation And Fuel | 2012
1034 | 2944 | CA | Kyocera America Project | 10720 | 0333 | 0 | OP | IC | NG | 2.1 | 0.236 | 4335.947 | 2034.237 | Distributed from 923 Generation And Fuel | 2012
1035 | 2945 | CA | L-8 Solar Project | 57836 | TSM | 0 | OP | PV | SUN | 1.5 | 0.166 | 2175 | 1157 | Distributed from 923 Generation And Fuel | 2012
1036 | 2946 | CA | La Grange | 440 | 1 | 0 | OP | HY | WAT | 1.2 | 0.242 | 2544 | 1329.067 | Distributed from 923 Generation And Fuel | 1924
1037 | 2947 | CA | La Grange | 440 | 2 | 0 | OP | HY | WAT | 3.3 | 0.242 | 6996 | 3654.933 | Distributed from 923 Generation And Fuel | 1924
1038 | 2948 | CA | La Joya Del Sol | 58118 | JDS1 | 0 | OP | PV | SUN | 1.5 | 0.238 | 3130 | 1665 | Distributed from 923 Generation And Fuel | 2012
1039 | 2949 | CA | La Paloma Generating LLC | 55151 | GEN1 | 1 | OP | CS | NG | 300 | 0.436 | 1147014 | 574324 | EIA-923 Generator File | 2003
1040 | 2950 | CA | La Paloma Generating LLC | 55151 | GEN2 | 1 | OP | CS | NG | 300 | 0.432 | 1136574 | 557467 | EIA-923 Generator File | 2003
1041 | 2951 | CA | La Paloma Generating LLC | 55151 | GEN3 | 1 | OP | CS | NG | 300 | 0.444 | 1166429 | 571385 | EIA-923 Generator File | 2003
1042 | 2952 | CA | La Paloma Generating LLC | 55151 | GEN4 | 1 | OP | CS | NG | 300 | 0.299 | 786155 | 363274 | EIA-923 Generator File | 2003
1043 | 2953 | CA | Lake Hodges Hydroelectric Facility | 57729 | 1 | 0 | OP | PS | WAT | 21 |  | -5188 | -2063 | Data from EIA-923 Generator File overwritten with distributed data from EIA-923 Generation and Fuel | 2012
1044 | 2954 | CA | Lake Hodges Hydroelectric Facility | 57729 | 2 | 0 | OP | PS | WAT | 21 |  | -5188 | -2063 | Data from EIA-923 Generator File overwritten with distributed data from EIA-923 Generation and Fuel | 2012
1045 | 2955 | CA | Lake Mathews | 6644 | 1 | 0 | OP | HY | WAT | 4.9 | 0.765 | 32845 | 17160 | Distributed from 923 Generation And Fuel | 1980
1046 | 2956 | CA | Lake Mendocino | 7489 | G1 | 0 | OP | HY | WAT | 1 | 0.261 | 2284.857 | 1193.714 | Distributed from 923 Generation And Fuel | 1987
1047 | 2957 | CA | Lake Mendocino | 7489 | G2 | 0 | OP | HY | WAT | 2.5 | 0.261 | 5712.143 | 2984.286 | Distributed from 923 Generation And Fuel | 1987
1048 | 2958 | CA | Lake One | 7987 | L1 | 0 | OP | GT | NG | 60.5 | 0.025 | 13397 | 6285 | Distributed from 923 Generation And Fuel | 2002
1049 | 2960 | CA | Lambie Energy Center | 55626 | CT1 | 0 | OP | GT | NG | 47 | 0.023 | 9366 | 4394 | Distributed from 923 Generation And Fuel | 2003
1050 | 2961 | CA | Lancaster Baptist Church | 58634 | 1 | 0 | OP | PV | SUN | 1 | 0.245 | 2148 | 1143 | Distributed from 923 Generation And Fuel | 2011
1051 | 2962 | CA | Lancaster Dry Farm Ranch B | 58750 | LDFRB | 0 | OP | PV | SUN | 5 | 0.296 | 12980 | 6905 | Distributed from 923 Generation And Fuel | 2014
1052 | 2963 | CA | Lancaster Little Rock | 59262 | LLRC | 0 | OP | PV | SUN | 5 | 0.295 | 12934 | 6881 | Distributed from 923 Generation And Fuel | 2014
1053 | 2965 | CA | Lancaster Solar 1 | 59167 | LS1 | 0 | OP | PV | SUN | 1.5 | 0.272 | 3580 | 1905 | Distributed from 923 Generation And Fuel | 2014
1054 | 2966 | CA | Lancaster Solar 2 | 59169 | LS2 | 0 | OP | PV | SUN | 1.5 | 0.272 | 3580 | 1905 | Distributed from 923 Generation And Fuel | 2014
1055 | 2970 | CA | Larkspur Energy Facility | 55542 | CTG1 | 0 | OP | GT | NG | 49.9 | 0.053 | 23201.5 | 10885 | Distributed from 923 Generation And Fuel | 2001
1056 | 2971 | CA | Larkspur Energy Facility | 55542 | CTG2 | 0 | OP | GT | NG | 49.9 | 0.053 | 23201.5 | 10885 | Distributed from 923 Generation And Fuel | 2001
1057 | 2972 | CA | Las Virgenes Municipal Water District | 58963 | PV | 0 | OP | PV | SUN | 1 | 0.236 | 2068 | 1100 | Distributed from 923 Generation And Fuel | 2014
1058 | 2974 | CA | Lemoore 1 | 60142 | LEPV1 | 0 | OP | PV | SUN | 1.5 | 0.223 | 2931 | 1622 | Distributed from 923 Generation And Fuel | 2016
1059 | 2975 | CA | Life Technologies - Pleasanton | 59279 | LFT01 | 0 | OP | FC | NG | 1.1 | 0.783 | 7545 | 3540 | Distributed from 923 Generation And Fuel | 2013
1060 | 2976 | CA | Life Technologies Carlsbad | 58302 | LFT | 0 | OP | FC | NG | 1.1 | 0.76 | 7328 | 3438 | Distributed from 923 Generation And Fuel | 2012
1061 | 2977 | CA | Lime Saddle | 255 | 1 | 0 | OP | HY | WAT | 1 | 0.188 | 1647.5 | 860.5 | Distributed from 923 Generation And Fuel | 1906
1062 | 2978 | CA | Lime Saddle | 255 | 2 | 0 | OP | HY | WAT | 1 | 0.188 | 1647.5 | 860.5 | Distributed from 923 Generation And Fuel | 1906
1063 | 2979 | CA | Lincoln Landfill | 57988 | GEN 5 | 0 | OP | IC | LFG | 0.8 | 0.656 | 4598.333 | 1958 | Distributed from 923 Generation And Fuel | 2012
1064 | 2980 | CA | Lincoln Landfill | 57988 | GEN 6 | 0 | OP | IC | LFG | 0.8 | 0.656 | 4598.333 | 1958 | Distributed from 923 Generation And Fuel | 2012
1065 | 2981 | CA | Lincoln Landfill | 57988 | GEN1 | 0 | OP | IC | LFG | 0.8 | 0.656 | 4598.333 | 1958 | Distributed from 923 Generation And Fuel | 2004
1066 | 2982 | CA | Lincoln Landfill | 57988 | GEN2 | 0 | OP | IC | LFG | 0.8 | 0.656 | 4598.333 | 1958 | Distributed from 923 Generation And Fuel | 2004
1067 | 2983 | CA | Lincoln Landfill | 57988 | GEN3 | 0 | OP | IC | LFG | 0.8 | 0.656 | 4598.333 | 1958 | Distributed from 923 Generation And Fuel | 2004
1068 | 2984 | CA | Lincoln Landfill | 57988 | GEN4 | 0 | OP | IC | LFG | 0.8 | 0.656 | 4598.333 | 1958 | Distributed from 923 Generation And Fuel | 2012
1069 | 2985 | CA | Lindberg FIeld Solar | 60060 | SDIA2 | 0 | OP | PV | SUN | 2.1 | 0.193 | 3543.094 | 1884.75 | Distributed from 923 Generation And Fuel | 2016
1070 | 2986 | CA | Lindberg FIeld Solar | 60060 | SDIAA | 0 | OP | PV | SUN | 0.6 | 0.193 | 1012.312 | 538.5 | Distributed from 923 Generation And Fuel | 2015
1071 | 2987 | CA | Lindberg FIeld Solar | 60060 | SDIAB | 0 | OP | PV | SUN | 0.5 | 0.193 | 843.594 | 448.75 | Distributed from 923 Generation And Fuel | 2015
1072 | 2991 | CA | Lindsay Solar | 58308 | 1 | 0 | OP | PV | SUN | 1.5 | 0.224 | 2938.5 | 1563.375 | Distributed from 923 Generation And Fuel | 2014
1073 | 2992 | CA | Lindsay Solar | 58308 | 3 | 0 | OP | PV | SUN | 1.5 | 0.224 | 2938.5 | 1563.375 | Distributed from 923 Generation And Fuel | 2014
1074 | 2993 | CA | Lindsay Solar | 58308 | 4 | 0 | OP | PV | SUN | 1 | 0.224 | 1959 | 1042.25 | Distributed from 923 Generation And Fuel | 2014
1075 | 2996 | CA | Little Rock Pham Solar | 60026 | PV1 | 0 | OP | PV | SUN | 3 | 0.344 | 9038 | 4808 | Distributed from 923 Generation And Fuel | 2015
1076 | 2997 | CA | Live Oak Limited | 54768 | GEN1 | 0 | OP | GT | NG | 46 | 0.026 | 10434 | 4895 | Distributed from 923 Generation And Fuel | 1992
1077 | 2998 | CA | Lockheed Martin Sunnyvale | 57808 | LOK00 | 0 | OP | FC | NG | 1.1 | 0.758 | 7301 | 3425 | Distributed from 923 Generation And Fuel | 2011
1078 | 3000 | CA | Lodi Energy Center | 57978 | CT1 | 0 | OP | CT | NG | 185 | 0.21 | 340596 | 132126 | EIA-923 Generator File | 2012
1079 | 3001 | CA | Lodi Energy Center | 57978 | ST1 | 1 | OP | CA | NG | 103.9 | 0.208 | 189591 | 71149 | EIA-923 Generator File | 2012
1080 | 3002 | CA | Loma Linda University Cogen | 10206 | GEN1 | 0 | OP | GT | NG | 5.2 | 0.781 | 35588 | 16696 | Distributed from 923 Generation And Fuel | 1989
1081 | 3003 | CA | Loma Linda University Cogen | 10206 | GEN2 | 0 | OP | GT | NG | 5.2 | 0.781 | 35588 | 16696 | Distributed from 923 Generation And Fuel | 1989
1082 | 3007 | CA | Lone Valley Solar Park I LLC | 58417 | CP1 | 0 | OP | PV | SUN | 10 | 0.262 | 22954 | 12211 | Distributed from 923 Generation And Fuel | 2014
1083 | 3008 | CA | Lone Valley Solar Park II LLC | 59237 | CPII | 0 | OP | PV | SUN | 20 | 0.257 | 44965 | 23921 | Distributed from 923 Generation And Fuel | 2014
1084 | 3009 | CA | Long Beach Generation LLC | 341 | CT1 | 0 | OP | GT | NG | 63 | 0.011 | 6258 | 3458.25 | Distributed from 923 Generation And Fuel | 1976
1085 | 3010 | CA | Long Beach Generation LLC | 341 | CT2 | 0 | OP | GT | NG | 63 | 0.011 | 6258 | 3458.25 | Distributed from 923 Generation And Fuel | 1976
1086 | 3011 | CA | Long Beach Generation LLC | 341 | CT3 | 0 | OP | GT | NG | 63 | 0.011 | 6258 | 3458.25 | Distributed from 923 Generation And Fuel | 1976
1087 | 3012 | CA | Long Beach Generation LLC | 341 | CT4 | 0 | OP | GT | NG | 63 | 0.011 | 6258 | 3458.25 | Distributed from 923 Generation And Fuel | 1976
1088 | 3018 | CA | Longboat Solar, LLC | 60485 | PV1 | 0 | OP | PV | SUN | 20 | 0.04 | 6921 | 0 | Distributed from 923 Generation And Fuel | 2016
1089 | 3019 | CA | Loon Lake | 432 | H1 | 0 | OP | HY | WAT | 74.1 | 0.143 | 92670 | 46327 | Distributed from 923 Generation And Fuel | 1971
1090 | 3021 | CA | Los Angeles Harbor College | 57314 | 1 | 0 | OP | PV | SUN | 1.2 | 0.243 | 2555 | 1359 | Distributed from 923 Generation And Fuel | 2010
1091 | 3023 | CA | Los Angeles Refinery Wilmington | 54451 | G2 | 0 | OP | GT | PRG | 58.5 | 0.729 | 373715 | 165754 | Distributed from 923 Generation And Fuel | 1988
1092 | 3024 | CA | Los Esteros Critical Energy Center | 55748 | CAG5 | 4 | OP | CA | NG | 126.1 | 0.033 | 36801 | 23109 | EIA-923 Generator File | 2013
1093 | 3025 | CA | Los Esteros Critical Energy Center | 55748 | CTG1 | 0 | OP | CT | NG | 45 | 0.064 | 25131 | 17106 | EIA-923 Generator File | 2003
1094 | 3026 | CA | Los Esteros Critical Energy Center | 55748 | CTG2 | 0 | OP | CT | NG | 45 | 0.053 | 20954 | 13538 | EIA-923 Generator File | 2003
1095 | 3027 | CA | Los Esteros Critical Energy Center | 55748 | CTG3 | 0 | OP | CT | NG | 45 | 0.082 | 32317 | 17033 | EIA-923 Generator File | 2003
1096 | 3028 | CA | Los Esteros Critical Energy Center | 55748 | CTG4 | 0 | OP | CT | NG | 45 | 0.098 | 38730 | 21054 | EIA-923 Generator File | 2003
1097 | 3029 | CA | Los Medanos Energy Center | 55217 | CTG1 | 0 | OP | CT | NG | 198.9 | 0.489 | 851620 | 413786 | EIA-923 Generator File | 2001
1098 | 3030 | CA | Los Medanos Energy Center | 55217 | CTG2 | 0 | OP | CT | NG | 198.9 | 0.594 | 1034800 | 509298 | EIA-923 Generator File | 2001
1099 | 3031 | CA | Los Medanos Energy Center | 55217 | STG3 | 2 | OP | CA | NG | 280.5 | 0.393 | 966051 | 469798 | EIA-923 Generator File | 2001
1100 | 3032 | CA | Lost Creek I | 10708 | GEN1 | 0 | OP | HY | WAT | 1.1 | 0.418 | 4032 | 2106 | Distributed from 923 Generation And Fuel | 1989
1101 | 3033 | CA | Lost Hills Cogeneration Plant | 52077 | GEN4 | 0 | OP | GT | NG | 3.5 | 0.397 | 12181 | 5714.667 | Distributed from 923 Generation And Fuel | 1985
1102 | 3034 | CA | Lost Hills Cogeneration Plant | 52077 | GEN5 | 0 | OP | GT | NG | 3.5 | 0.397 | 12181 | 5714.667 | Distributed from 923 Generation And Fuel | 1985
1103 | 3035 | CA | Lost Hills Cogeneration Plant | 52077 | GEN6 | 0 | OP | GT | NG | 3.5 | 0.397 | 12181 | 5714.667 | Distributed from 923 Generation And Fuel | 1985
1104 | 3036 | CA | Lost Hills/Blackwell | 58711 | BLKW | 0 | OP | PV | SUN | 12 | 0.328 | 34494 | 19127.625 | Distributed from 923 Generation And Fuel | 2015
1105 | 3037 | CA | Lost Hills/Blackwell | 58711 | LTHL | 0 | OP | PV | SUN | 20 | 0.328 | 57490 | 31879.375 | Distributed from 923 Generation And Fuel | 2015
1106 | 3038 | CA | Lower Tule River | 365 | 1 | 0 | OP | HY | WAT | 1.3 | 0.463 | 5270 | 2753.5 | Distributed from 923 Generation And Fuel | 1909
1107 | 3039 | CA | Lower Tule River | 365 | 2 | 0 | OP | HY | WAT | 1.3 | 0.463 | 5270 | 2753.5 | Distributed from 923 Generation And Fuel | 1909
1108 | 3040 | CA | Lundy | 342 | 1 | 0 | OP | HY | WAT | 1.5 | 0.294 | 3861 | 2017 | Distributed from 923 Generation And Fuel | 1911
1109 | 3041 | CA | Lundy | 342 | 2 | 0 | OP | HY | WAT | 1.5 | 0.294 | 3861 | 2017 | Distributed from 923 Generation And Fuel | 1912
1110 | 3042 | CA | Ma | 58451 | 1 | 0 | OP | PV | SUN | 1.5 | 0.331 | 4344 | 2311 | Distributed from 923 Generation And Fuel | 2013
1111 | 3044 | CA | Madelyn Solar, LLC | 59409 | SNL17 | 0 | OP | PV | SUN | 1 | 0.326 | 2859 | 1521 | Distributed from 923 Generation And Fuel | 2014
1112 | 3046 | CA | Madera Community Hospital | 58522 | 1 | 0 | OP | PV | SUN | 1 | 0.236 | 2065 | 1099 | Distributed from 923 Generation And Fuel | 2011
1113 | 3051 | CA | Magnolia Power Project | 56046 | 1 | 0 | OP | CT | NG | 198.9 | 0.57 | 993203 | 421945 | EIA-923 Generator File | 2005
1114 | 3052 | CA | Magnolia Power Project | 56046 | 2 | 1 | OP | CA | NG | 188.7 | 0.384 | 635266 | 269073 | EIA-923 Generator File | 2005
1115 | 3053 | CA | Malaga Power LLC | 56239 | GT-1 | 0 | OP | GT | NG | 60.5 | 0.027 | 14531 | 6817 | Distributed from 923 Generation And Fuel | 2005
1116 | 3054 | CA | Malaga Power LLC | 56239 | GT-2 | 0 | OP | GT | NG | 60.5 | 0.027 | 14531 | 6817 | Distributed from 923 Generation And Fuel | 2005
1117 | 3055 | CA | Malburg | 56041 | M1 | 0 | OP | CT | NG | 40 | 0.69 | 241670 | 107724 | EIA-923 Generator File | 2005
1118 | 3056 | CA | Malburg | 56041 | M2 | 0 | OP | CT | NG | 40 | 0.688 | 240975 | 105507 | EIA-923 Generator File | 2005
1119 | 3057 | CA | Malburg | 56041 | M3 | 2 | OP | CA | NG | 50 | 0.563 | 246475 | 107941 | EIA-923 Generator File | 2005
1120 | 3058 | CA | Mammoth Pacific I | 10480 | GEN1 | 0 | OP | BT | GEO | 5 | 0.673 | 29474.5 | 12594.5 | Distributed from 923 Generation And Fuel | 1984
1121 | 3059 | CA | Mammoth Pacific I | 10480 | GEN2 | 0 | OP | BT | GEO | 5 | 0.673 | 29474.5 | 12594.5 | Distributed from 923 Generation And Fuel | 1984
1122 | 3060 | CA | Mammoth Pacific II | 10481 | 1 | 0 | OP | BT | GEO | 5 | 0.274 | 11990.5 | 5123.667 | Distributed from 923 Generation And Fuel | 1990
1123 | 3061 | CA | Mammoth Pacific II | 10481 | 2 | 0 | OP | BT | GEO | 5 | 0.274 | 11990.5 | 5123.667 | Distributed from 923 Generation And Fuel | 1990
1124 | 3062 | CA | Mammoth Pacific II | 10481 | 3 | 0 | OP | BT | GEO | 5 | 0.274 | 11990.5 | 5123.667 | Distributed from 923 Generation And Fuel | 1990
1125 | 3063 | CA | Mammoth Pacific II | 10481 | T101 | 0 | OP | BT | GEO | 5 | 0.274 | 11990.5 | 5123.667 | Distributed from 923 Generation And Fuel | 1990
1126 | 3064 | CA | Mammoth Pacific II | 10481 | T102 | 0 | OP | BT | GEO | 5 | 0.274 | 11990.5 | 5123.667 | Distributed from 923 Generation And Fuel | 1990
1127 | 3065 | CA | Mammoth Pacific II | 10481 | T103 | 0 | OP | BT | GEO | 5 | 0.274 | 11990.5 | 5123.667 | Distributed from 923 Generation And Fuel | 1990
1128 | 3066 | CA | Mammoth Pool | 344 | 1 | 0 | OP | HY | WAT | 95 | 0.38 | 316291 | 162698.5 | Distributed from 923 Generation And Fuel | 1960
1129 | 3067 | CA | Mammoth Pool | 344 | 2 | 0 | OP | HY | WAT | 95 | 0.38 | 316291 | 162698.5 | Distributed from 923 Generation And Fuel | 1960
1130 | 3068 | CA | Mandalay | 345 | 03 | 0 | OP | GT | NG | 138 | 0.002 | 2085 | 1150 | Distributed from 923 Generation And Fuel | 1970
1131 | 3069 | CA | Mandalay | 345 | 1 | 1 | OP | ST | NG | 218 | 0.043 | 82942 | 56017 | EIA-923 Generator File | 1959 | 2020
1132 | 3070 | CA | Mandalay | 345 | 2 | 1 | OP | ST | NG | 218 | 0.038 | 71665 | 51209 | EIA-923 Generator File | 1959 | 2020
1133 | 3072 | CA | Manzana Wind LLC | 57484 | GEN1 | 0 | OP | WT | WND | 189 | 0.326 | 540522 | 273064 | Distributed from 923 Generation And Fuel | 2012
1134 | 3074 | CA | Mariani Packing Vacaville Solar | 57005 | 1 | 0 | OP | PV | SUN | 1 | 0.213 | 1863 | 991 | Distributed from 923 Generation And Fuel | 2008
1135 | 3077 | CA | Maricopa West Solar PV, LLC | 59607 | MWS | 0 | OP | PV | SUN | 20 | 0.3 | 52566 | 27965 | Distributed from 923 Generation And Fuel | 2015
1136 | 3079 | CA | Marina Landfill Gas | 10748 | U1C06 | 0 | OP | IC | LFG | 1.6 | 0.34 | 4768.75 | 2030.5 | Distributed from 923 Generation And Fuel | 2006
1137 | 3080 | CA | Marina Landfill Gas | 10748 | U2J02 | 0 | OP | IC | LFG | 1 | 0.34 | 2980.469 | 1269.062 | Distributed from 923 Generation And Fuel | 2002
1138 | 3081 | CA | Marina Landfill Gas | 10748 | U4J16 | 0 | OP | IC | LFG | 1.4 | 0.34 | 4172.656 | 1776.687 | Distributed from 923 Generation And Fuel | 2016
1139 | 3087 | CA | Mariposa Energy Project | 57483 | CTG1 | 0 | OP | GT | NG | 49.9 | 0.049 | 21393.75 | 10036.75 | Distributed from 923 Generation And Fuel | 2012
1140 | 3088 | CA | Mariposa Energy Project | 57483 | CTG2 | 0 | OP | GT | NG | 49.9 | 0.049 | 21393.75 | 10036.75 | Distributed from 923 Generation And Fuel | 2012
1141 | 3089 | CA | Mariposa Energy Project | 57483 | CTG3 | 0 | OP | GT | NG | 49.9 | 0.049 | 21393.75 | 10036.75 | Distributed from 923 Generation And Fuel | 2012
1142 | 3090 | CA | Mariposa Energy Project | 57483 | CTG4 | 0 | OP | GT | NG | 49.9 | 0.049 | 21393.75 | 10036.75 | Distributed from 923 Generation And Fuel | 2012
1143 | 3091 | CA | Marsh Landing Generating Station | 57267 | 1 | 0 | OP | GT | NG | 207 | 0.009 | 16667.75 | 6833 | Distributed from 923 Generation And Fuel | 2013
1144 | 3092 | CA | Marsh Landing Generating Station | 57267 | 2 | 0 | OP | GT | NG | 207 | 0.009 | 16667.75 | 6833 | Distributed from 923 Generation And Fuel | 2013
1145 | 3093 | CA | Marsh Landing Generating Station | 57267 | 3 | 0 | OP | GT | NG | 207 | 0.009 | 16667.75 | 6833 | Distributed from 923 Generation And Fuel | 2013
1146 | 3094 | CA | Marsh Landing Generating Station | 57267 | 4 | 0 | OP | GT | NG | 207 | 0.009 | 16667.75 | 6833 | Distributed from 923 Generation And Fuel | 2013
1147 | 3095 | CA | Martinez Refining | 54912 | GTG1 | 0 | OP | CT | NG | 40 | 0.986 | 345365 | 145526 | EIA-923 Generator File | 1995
1148 | 3096 | CA | Martinez Refining | 54912 | GTG2 | 0 | OP | CT | NG | 40 | 0.956 | 335118 | 139811 | EIA-923 Generator File | 1996
1149 | 3097 | CA | Martinez Refining | 54912 | STG1 | 2 | OP | CA | OG | 20 | 0.832 | 145706 | 61672 | EIA-923 Generator File | 1995
1150 | 3098 | CA | Martinez Sulfuric Acid Regeneration Plt | 52063 | GEN1 | 0 | OP | ST | WH | 4 | 0.373 | 13072 | 5809 | Distributed from 923 Generation And Fuel | 1978
1151 | 3099 | CA | Maxim | 59802 | MXM00 | 0 | OP | FC | NG | 1.1 | 0.844 | 8128 | 3813 | Distributed from 923 Generation And Fuel | 2014
1152 | 3100 | CA | MCAGCC Cogen Plant | 58914 | CG1 | 0 | OP | GT | NG | 7.2 |  |  |  |  | 2003
1153 | 3101 | CA | MCAGCC Cogen Plant | 58914 | CG100 | 0 | OP | GT | NG | 4.6 |  |  |  |  | 2014
1154 | 3102 | CA | MCAGCC Cogen Plant | 58914 | CG200 | 0 | OP | GT | NG | 4.6 |  |  |  |  | 2014
1155 | 3103 | CA | McClellan (CA) | 535 | 1 | 0 | OP | GT | NG | 77 | 0.008 | 5260 | 2468 | Distributed from 923 Generation And Fuel | 1986
1156 | 3104 | CA | McClure | 151 | 1 | 0 | OP | GT | DFO | 71.2 | 0.002 | 1426.5 | 945.5 | Distributed from 923 Generation And Fuel | 1980
1157 | 3105 | CA | McClure | 151 | 2 | 0 | OP | GT | NG | 71.2 | 0.002 | 1426.5 | 945.5 | Distributed from 923 Generation And Fuel | 1981
1158 | 3106 | CA | McCoy Solar Energy Project | 58462 | 1 | 0 | OP | PV | SUN | 41.9 | 0.293 | 107518.249 | 58603.638 | Distributed from 923 Generation And Fuel | 2016
1159 | 3107 | CA | McCoy Solar Energy Project | 58462 | BLK2 | 0 | OP | PV | SUN | 21 | 0.293 | 53887.428 | 29371.752 | Distributed from 923 Generation And Fuel | 2016
1160 | 3108 | CA | McCoy Solar Energy Project | 58462 | BLK3 | 0 | OP | PV | SUN | 39.6 | 0.293 | 101616.293 | 55386.732 | Distributed from 923 Generation And Fuel | 2016
1161 | 3109 | CA | McCoy Solar Energy Project | 58462 | BLK4 | 0 | OP | PV | SUN | 31.4 | 0.293 | 80574.535 | 43917.762 | Distributed from 923 Generation And Fuel | 2015
1162 | 3110 | CA | McCoy Solar Energy Project | 58462 | BLK5 | 0 | OP | PV | SUN | 31.4 | 0.293 | 80574.535 | 43917.762 | Distributed from 923 Generation And Fuel | 2015
1163 | 3111 | CA | McCoy Solar Energy Project | 58462 | BLK6 | 0 | OP | PV | SUN | 26.9 | 0.293 | 69027.229 | 37623.815 | Distributed from 923 Generation And Fuel | 2015
1164 | 3112 | CA | McCoy Solar Energy Project | 58462 | BLK7 | 0 | OP | PV | SUN | 41.9 | 0.293 | 107518.249 | 58603.638 | Distributed from 923 Generation And Fuel | 2016
1165 | 3113 | CA | McCoy Solar Energy Project | 58462 | BLK8 | 0 | OP | PV | SUN | 36.5 | 0.293 | 93661.482 | 51050.902 | Distributed from 923 Generation And Fuel | 2015
1166 | 3114 | CA | McGrath Peaker | 56471 | 1 | 0 | OP | GT | NG | 49.8 | 0.072 | 31297 | 14683 | Distributed from 923 Generation And Fuel | 2012
1167 | 3115 | CA | McKittrick Cogen | 52076 | UNIT1 | 0 | OP | GT | NG | 6 | 0.791 | 41590.5 | 19512 | Distributed from 923 Generation And Fuel | 2012
1168 | 3116 | CA | McKittrick Cogen | 52076 | UNIT2 | 0 | OP | GT | NG | 6 | 0.791 | 41590.5 | 19512 | Distributed from 923 Generation And Fuel | 2012
1169 | 3120 | CA | McKittrick Limited | 50612 | GEN1 | 0 | OP | GT | NG | 46 | 0.018 | 7248 | 3400 | Distributed from 923 Generation And Fuel | 1991
1170 | 3121 | CA | McSwain | 410 | 1 | 0 | OP | HY | WAT | 9 | 0.256 | 20145 | 10525 | Distributed from 923 Generation And Fuel | 1967
1171 | 3123 | CA | Merced Falls | 258 | 1 | 0 | OP | HY | WAT | 3.4 | 0.268 | 7997 | 4178 | Distributed from 923 Generation And Fuel | 1930
1172 | 3124 | CA | Merced Solar LLC | 59265 | PV8 | 0 | OP | PV | SUN | 1.5 | 0.276 | 3625 | 1928 | Distributed from 923 Generation And Fuel | 2014
1173 | 3125 | CA | Meridian Vineyards | 57982 | PV-1 | 0 | OP | PV | SUN | 0.5 | 0.191 | 835 | 444.091 | Distributed from 923 Generation And Fuel | 2010
1174 | 3126 | CA | Meridian Vineyards | 57982 | PV-2 | 0 | OP | PV | SUN | 0.6 | 0.191 | 1002 | 532.909 | Distributed from 923 Generation And Fuel | 2010
1175 | 3127 | CA | Mesa Wind Power Corp | 50535 | WGNS | 0 | OP | WT | WND | 29.9 | 0.028 | 7261 | 4071 | Distributed from 923 Generation And Fuel | 1984
1176 | 3130 | CA | Metcalf Energy Center | 55393 | CTG1 | 0 | OP | CT | NG | 200 | 0.493 | 864250 | 383483 | EIA-923 Generator File | 2005
1177 | 3131 | CA | Metcalf Energy Center | 55393 | CTG2 | 0 | OP | CT | NG | 200 | 0.457 | 801043 | 353304 | EIA-923 Generator File | 2005
1178 | 3132 | CA | Metcalf Energy Center | 55393 | STG1 | 2 | OP | CA | NG | 235 | 0.496 | 1021309 | 458233 | EIA-923 Generator File | 2005
1179 | 3133 | CA | Metro Support Services Center Solar | 57313 | 1 | 0 | OP | PV | SUN | 1.2 | 0.15 | 1576 | 838 | Distributed from 923 Generation And Fuel | 2005
1180 | 3136 | CA | Middle Fork | 425 | 1 | 0 | OP | HY | WAT | 61.2 | 0.496 | 265989 | 127599.5 | Distributed from 923 Generation And Fuel | 1966
1181 | 3137 | CA | Middle Fork | 425 | 2 | 0 | OP | HY | WAT | 61.2 | 0.496 | 265989 | 127599.5 | Distributed from 923 Generation And Fuel | 1966
1182 | 3138 | CA | Middle Gorge | 401 | 1 | 0 | OP | HY | WAT | 37.5 | 0.064 | 21160 | 11055 | Distributed from 923 Generation And Fuel | 1952
1183 | 3139 | CA | Mid-Set Cogeneration | 10501 | K100 | 0 | OP | GT | NG | 39.1 | 0.79 | 270558 | 126932 | Distributed from 923 Generation And Fuel | 1989
1184 | 3140 | CA | Midway Peaking LLC | 56639 | 1 | 0 | OP | GT | NG | 69.9 | 0.034 | 20697.5 | 9710 | Distributed from 923 Generation And Fuel | 2009
1185 | 3141 | CA | Midway Peaking LLC | 56639 | 2 | 0 | OP | GT | NG | 69.9 | 0.034 | 20697.5 | 9710 | Distributed from 923 Generation And Fuel | 2009
1186 | 3145 | CA | Midway Sunset Cogen | 52169 | A | 0 | OP | GT | NG | 78 | 0.444 | 303562.667 | 113775 | Distributed from 923 Generation And Fuel | 1989
1187 | 3146 | CA | Midway Sunset Cogen | 52169 | B | 0 | OP | GT | NG | 78 | 0.444 | 303562.667 | 113775 | Distributed from 923 Generation And Fuel | 1989
1188 | 3147 | CA | Midway Sunset Cogen | 52169 | C | 0 | OP | GT | NG | 78 | 0.444 | 303562.667 | 113775 | Distributed from 923 Generation And Fuel | 1989
1189 | 3148 | CA | Mill Creek 3 | 7147 | 3 | 0 | OP | HY | WAT | 1 | 0.199 | 1743.333 | 910.667 | Distributed from 923 Generation And Fuel | 1903
1190 | 3149 | CA | Mill Creek 3 | 7147 | 4 | 0 | OP | HY | WAT | 1 | 0.199 | 1743.333 | 910.667 | Distributed from 923 Generation And Fuel | 1904
1191 | 3150 | CA | Mill Creek 3 | 7147 | 5 | 0 | OP | HY | WAT | 1 | 0.199 | 1743.333 | 910.667 | Distributed from 923 Generation And Fuel | 1904
1192 | 3151 | CA | MillerCoors Irwindale Brewery | 58056 | JEN1 | 0 | OP | IC | OBG | 0.5 | 0.43 | 1883.5 | 802 | Distributed from 923 Generation And Fuel | 2007
1193 | 3152 | CA | MillerCoors Irwindale Brewery | 58056 | JEN2 | 0 | OP | IC | OBG | 0.5 | 0.43 | 1883.5 | 802 | Distributed from 923 Generation And Fuel | 2007
1194 | 3153 | CA | MillerCoors Irwindale Brewery | 58056 | PV | 0 | OP | PV | SUN | 2.5 | 0.218 | 4778 | 2542 | Distributed from 923 Generation And Fuel | 2015
1195 | 3154 | CA | MillerCoors Irwindale Brewery | 58056 | T100 | 0 | OP | GT | NG | 5.2 | 0.117 | 5315.5 | 2494 | Distributed from 923 Generation And Fuel | 2002
1196 | 3155 | CA | MillerCoors Irwindale Brewery | 58056 | T200 | 0 | OP | GT | NG | 5.2 | 0.117 | 5315.5 | 2494 | Distributed from 923 Generation And Fuel | 2002
1197 | 3156 | CA | Millikan BESS | 60760 | PE101 | 0 | OP | BA | MWH | 2 | 0 | 0 | 0 | Distributed from 923 Generation And Fuel | 2016
1198 | 3157 | CA | Mira Loma | 58698 | D960 | 0 | OP | PV | SUN | 1 | 0.149 | 1302.667 | 693 | Distributed from 923 Generation And Fuel | 2011
1199 | 3158 | CA | Mira Loma | 58698 | D9611 | 0 | OP | PV | SUN | 1.5 | 0.149 | 1954 | 1039.5 | Distributed from 923 Generation And Fuel | 2011
1200 | 3159 | CA | Mira Loma | 58698 | D9612 | 0 | OP | PV | SUN | 0.5 | 0.149 | 651.333 | 346.5 | Distributed from 923 Generation And Fuel | 2011
1201 | 3160 | CA | Mira Loma Energy Storage Facility | 60661 | 013A | 0 | OP | BA | MWH | 10 | 0 | 0 | 0 | Distributed from 923 Generation And Fuel | 2016
1202 | 3161 | CA | Mira Loma Energy Storage Facility | 60661 | 013B | 0 | OP | BA | MWH | 10 | 0 | 0 | 0 | Distributed from 923 Generation And Fuel | 2016
1203 | 3162 | CA | Mira Loma Peaker | 56473 | 1 | 0 | OP | GT | NG | 49.8 | 0.075 | 32593 | 15291 | Distributed from 923 Generation And Fuel | 2007
1204 | 3164 | CA | Miramar Energy Facility | 56232 | 1 | 0 | OP | GT | NG | 53 | 0.132 | 61406.5 | 28809 | Distributed from 923 Generation And Fuel | 2005
1205 | 3165 | CA | Miramar Energy Facility | 56232 | 2 | 0 | OP | GT | NG | 53 | 0.132 | 61406.5 | 28809 | Distributed from 923 Generation And Fuel | 2009
1206 | 3168 | CA | Mission Solar LLC | 59267 | PV9 | 0 | OP | PV | SUN | 1.5 | 0.274 | 3594 | 1912 | Distributed from 923 Generation And Fuel | 2014
1207 | 3169 | CA | Mitchell Solar, LLC | 59411 | SNL18 | 0 | OP | PV | SUN | 1.5 | 0.341 | 4484 | 2385 | Distributed from 923 Generation And Fuel | 2014
1208 | 3170 | CA | MM Lopez Energy | 55161 | UNT1 | 0 | OP | IC | LFG | 3 | 0.76 | 19974.5 | 8505.5 | Distributed from 923 Generation And Fuel | 1998
1209 | 3171 | CA | MM Lopez Energy | 55161 | UNT2 | 0 | OP | IC | LFG | 3 | 0.76 | 19974.5 | 8505.5 | Distributed from 923 Generation And Fuel | 1998
1210 | 3172 | CA | MM San Diego-Miramar | 55094 | UNT1 | 0 | OP | IC | LFG | 1.6 | 0.907 | 12706.25 | 5410.5 | Distributed from 923 Generation And Fuel | 1997
1211 | 3173 | CA | MM San Diego-Miramar | 55094 | UNT2 | 0 | OP | IC | LFG | 1.6 | 0.907 | 12706.25 | 5410.5 | Distributed from 923 Generation And Fuel | 1997
1212 | 3174 | CA | MM San Diego-Miramar | 55094 | UNT3 | 0 | OP | IC | LFG | 1.6 | 0.907 | 12706.25 | 5410.5 | Distributed from 923 Generation And Fuel | 1997
1213 | 3175 | CA | MM San Diego-Miramar | 55094 | UNT4 | 0 | OP | IC | LFG | 1.6 | 0.907 | 12706.25 | 5410.5 | Distributed from 923 Generation And Fuel | 1997
1214 | 3176 | CA | MM San Diego-North City | 55602 | UNT1 | 0 | OP | IC | LFG | 0.9 | 0.922 | 7269 | 3095.75 | Distributed from 923 Generation And Fuel | 1999
1215 | 3177 | CA | MM San Diego-North City | 55602 | UNT2 | 0 | OP | IC | LFG | 0.9 | 0.922 | 7269 | 3095.75 | Distributed from 923 Generation And Fuel | 1999
1216 | 3178 | CA | MM San Diego-North City | 55602 | UNT3 | 0 | OP | IC | LFG | 0.9 | 0.922 | 7269 | 3095.75 | Distributed from 923 Generation And Fuel | 1999
1217 | 3179 | CA | MM San Diego-North City | 55602 | UNT4 | 0 | OP | IC | LFG | 0.9 | 0.922 | 7269 | 3095.75 | Distributed from 923 Generation And Fuel | 1999
1218 | 3182 | CA | MM West Covina | 54015 | GEN2 | 0 | OP | ST | LFG | 6.8 | 0.802 | 47791 | 20349.697 | EIA-923 Generator File | 1993
1219 | 3184 | CA | MM Yolo Power | 54567 | 1 | 0 | OP | IC | LFG | 0.6 | 0.702 | 3690.429 | 1571.357 | Distributed from 923 Generation And Fuel | 1990
1220 | 3185 | CA | MM Yolo Power | 54567 | 2 | 0 | OP | IC | LFG | 0.6 | 0.702 | 3690.429 | 1571.357 | Distributed from 923 Generation And Fuel | 1990
1221 | 3186 | CA | MM Yolo Power | 54567 | 3 | 0 | OP | IC | LFG | 0.6 | 0.702 | 3690.429 | 1571.357 | Distributed from 923 Generation And Fuel | 1990
1222 | 3187 | CA | MM Yolo Power | 54567 | 4 | 0 | OP | IC | LFG | 0.6 | 0.702 | 3690.429 | 1571.357 | Distributed from 923 Generation And Fuel | 1993
1223 | 3192 | CA | Moccasin | 381 | 1 | 0 | OP | HY | WAT | 50 | 0.41 | 179738 | 84340 | Distributed from 923 Generation And Fuel | 1969
1224 | 3193 | CA | Moccasin | 381 | 2 | 0 | OP | HY | WAT | 50 | 0.41 | 179738 | 84340 | Distributed from 923 Generation And Fuel | 1969
1225 | 3194 | CA | Moccasin Low Head Hydro Project | 751 | 1 | 0 | OP | HY | WAT | 2.9 | 0.053 | 1359 | 710 | Distributed from 923 Generation And Fuel | 1987
1226 | 3195 | CA | Mojave 16 | 50821 | GEN1 | 0 | OP | WT | WND | 30 | 0.14 | 36900 | 19862 | Distributed from 923 Generation And Fuel | 1989
1227 | 3196 | CA | Mojave 17 | 50822 | GEN1 | 0 | OP | WT | WND | 25 | 0.15 | 32898 | 17382 | Distributed from 923 Generation And Fuel | 1989
1228 | 3197 | CA | Mojave 18 | 50823 | GEN1 | 0 | OP | WT | WND | 30 | 0.186 | 48832 | 24262 | Distributed from 923 Generation And Fuel | 1989
1229 | 3198 | CA | Mojave 3 | 52143 | GEN1 | 0 | OP | WT | WND | 23.5 | 0.312 | 64184 | 35319 | Distributed from 923 Generation And Fuel | 1990
1230 | 3199 | CA | Mojave 4 | 52142 | GEN1 | 0 | OP | WT | WND | 29 | 0.314 | 79678 | 42475 | Distributed from 923 Generation And Fuel | 1990
1231 | 3200 | CA | Mojave 5 | 52144 | GEN1 | 0 | OP | WT | WND | 22.5 | 0.33 | 65104 | 35826 | Distributed from 923 Generation And Fuel | 1990
1232 | 3201 | CA | Mojave Siphon | 7072 | 1 | 0 | OP | HY | WAT | 10.9 | 0.218 | 20792 | 10862.667 | Distributed from 923 Generation And Fuel | 1996
1233 | 3202 | CA | Mojave Siphon | 7072 | 2 | 0 | OP | HY | WAT | 10.9 | 0.218 | 20792 | 10862.667 | Distributed from 923 Generation And Fuel | 1996
1234 | 3203 | CA | Mojave Siphon | 7072 | 3 | 0 | OP | HY | WAT | 10.9 | 0.218 | 20792 | 10862.667 | Distributed from 923 Generation And Fuel | 1996
1235 | 3204 | CA | Mojave Solar Project | 57331 | MSP1 | 1 | OP | ST | SUN | 140 | 0.255 | 312453.5 | 195435 | Distributed from 923 Generation And Fuel | 2014
1236 | 3205 | CA | Mojave Solar Project | 57331 | MSP2 | 1 | OP | ST | SUN | 140 | 0.255 | 312453.5 | 195435 | Distributed from 923 Generation And Fuel | 2014
1237 | 3206 | CA | Monterey Regional Water Cogen Facility | 54951 | EG1 | 0 | OP | IC | OBG | 0.6 | 0.548 | 2881 | 1265.333 | Distributed from 923 Generation And Fuel | 1988
1238 | 3207 | CA | Monterey Regional Water Cogen Facility | 54951 | EG2 | 0 | OP | IC | OBG | 0.6 | 0.548 | 2881 | 1265.333 | Distributed from 923 Generation And Fuel | 1988
1239 | 3208 | CA | Monterey Regional Water Cogen Facility | 54951 | EG3 | 0 | OP | IC | OBG | 0.6 | 0.548 | 2881 | 1265.333 | Distributed from 923 Generation And Fuel | 1988
1240 | 3209 | CA | Monterey Regional Water Pollution Contro | 58633 | 1 | 0 | OP | PV | SUN | 1 | 0.146 | 1282 | 682 | Distributed from 923 Generation And Fuel | 2010
1241 | 3210 | CA | Montezuma Wind II | 57701 | 1 | 0 | OP | WT | WND | 78.2 | 0.293 | 200624 | 135517 | Distributed from 923 Generation And Fuel | 2012
1242 | 3211 | CA | Montgomery Creek Hydro | 55009 | GEN1 | 0 | OP | HY | WAT | 2.6 | 0.489 | 11134 | 5817 | Distributed from 923 Generation And Fuel | 1987
1243 | 3212 | CA | Monticello Dam | 7646 | 1 | 0 | OP | HY | WAT | 5 | 0.347 | 15199.565 | 7940.87 | Distributed from 923 Generation And Fuel | 1983
1244 | 3213 | CA | Monticello Dam | 7646 | 2 | 0 | OP | HY | WAT | 5 | 0.347 | 15199.565 | 7940.87 | Distributed from 923 Generation And Fuel | 1983
1245 | 3214 | CA | Monticello Dam | 7646 | 3 | 0 | OP | HY | WAT | 1.5 | 0.347 | 4559.87 | 2382.261 | Distributed from 923 Generation And Fuel | 1983
1246 | 3215 | CA | Morelos del Sol | 60007 | MORLS | 0 | OP | PV | SUN | 15 | 0.297 | 39044 | 20771 | Distributed from 923 Generation And Fuel | 2015
1247 | 3216 | CA | Morgan Lancaster 1 | 59942 | ML1 | 0 | OP | PV | SUN | 1.5 | 0.325 | 4272 | 2273 | Distributed from 923 Generation And Fuel | 2015
1248 | 3219 | CA | Mountain View I&2 | 55719 | GEN2 | 0 | OP | WT | WND | 22.2 | 0.315 | 61275.667 | 34418.667 | Distributed from 923 Generation And Fuel | 2001
1249 | 3220 | CA | Mountain View I&2 | 55719 | GENI | 0 | OP | WT | WND | 44.4 | 0.315 | 122551.333 | 68837.333 | Distributed from 923 Generation And Fuel | 2001
1250 | 3221 | CA | Mountain View III | 56112 | V47 | 0 | OP | WT | WND | 22.4 | 0.375 | 73553 | 40475 | Distributed from 923 Generation And Fuel | 2003
1251 | 3222 | CA | Mountain View IV | 57459 | 1 | 0 | OP | WT | WND | 49 | 0.387 | 165961 | 95100 | Distributed from 923 Generation And Fuel | 2012
1252 | 3223 | CA | Mountainview Generating Station | 358 | MV3A | 0 | OP | CT | NG | 164.6 | 0.514 | 741144.02 | 344382 | EIA-923 Generator File | 2005
1253 | 3224 | CA | Mountainview Generating Station | 358 | MV3B | 0 | OP | CT | NG | 164.6 | 0.493 | 710713.18 | 327325 | EIA-923 Generator File | 2005
1254 | 3225 | CA | Mountainview Generating Station | 358 | MV3C | 2 | OP | CA | NG | 189.2 | 0.532 | 881140.24 | 404955 | EIA-923 Generator File | 2005
1255 | 3226 | CA | Mountainview Generating Station | 358 | MV4A | 0 | OP | CT | NG | 164.6 | 0.549 | 791311.45 | 390639 | EIA-923 Generator File | 2006
1256 | 3227 | CA | Mountainview Generating Station | 358 | MV4B | 0 | OP | CT | NG | 164.6 | 0.56 | 806801.38 | 381831 | EIA-923 Generator File | 2006
1257 | 3228 | CA | Mountainview Generating Station | 358 | MV4C | 2 | OP | CA | NG | 189.2 | 0.579 | 959661.74 | 464519 | EIA-923 Generator File | 2006
1258 | 3232 | CA | Mt Poso Cogeneration | 54626 | TG01 | 1 | OP | ST | WDS | 62 | 0.475 | 258203 | 114932 | EIA-923 Generator File | 1989
1259 | 3233 | CA | Muck Valley Hydroelectric | 10458 | GEN1 | 0 | OP | HY | WAT | 29.9 | 0.337 | 88172 | 46065 | Distributed from 923 Generation And Fuel | 1988
1260 | 3234 | CA | Municipal Cogen Plant | 50674 | GEN1A | 0 | OP | IC | NG | 1.2 | 0.428 | 4496 | 2109 | Distributed from 923 Generation And Fuel | 2015
1261 | 3237 | CA | Munro Valley Solar | 60412 | MUN | 0 | OP | PV | SUN | 4 | 0.012 | 405 | 0 | Distributed from 923 Generation And Fuel | 2016
1262 | 3238 | CA | Murphys | 261 | 1 | 0 | OP | HY | WAT | 3.6 | 0.436 | 13756 | 7187 | Distributed from 923 Generation And Fuel | 1954
1263 | 3239 | CA | Mustang Hills LLC | 57833 | AW06 | 0 | OP | WT | WND | 150 | 0.239 | 314587 | 161760 | Distributed from 923 Generation And Fuel | 2012
1264 | 3241 | CA | Nacimiento Hydro Project | 50352 | 1 | 0 | OP | HY | WAT | 4 | 0.028 | 965.455 | 504.545 | Distributed from 923 Generation And Fuel | 1987
1265 | 3242 | CA | Nacimiento Hydro Project | 50352 | 2 | 0 | OP | HY | WAT | 0.4 | 0.028 | 96.545 | 50.455 | Distributed from 923 Generation And Fuel | 1987
1266 | 3243 | CA | Narrows 2 | 455 | 1 | 0 | OP | HY | WAT | 46.7 | 0.07 | 28713 | 15001 | Distributed from 923 Generation And Fuel | 1969
1267 | 3244 | CA | Narrows PH | 262 | 1 | 0 | OP | HY | WAT | 10.2 | 0.469 | 41923 | 21902 | Distributed from 923 Generation And Fuel | 1942
1268 | 3245 | CA | Navajo Solar Power Generation Station 1 LLC | 58610 | NSP1 | 0 | OP | PV | SUN | 1.5 | 0.345 | 4537 | 2414 | Distributed from 923 Generation And Fuel | 2013
1269 | 3246 | CA | Naval Air Weapons Station China Lake | 57764 | 1 | 0 | OP | PV | SUN | 11.1 | 0.303 | 29424 | 15653 | Distributed from 923 Generation And Fuel | 2012
1270 | 3247 | CA | Naval Hospital Medical Center | 50963 | 4TG | 0 | OP | GT | NG | 5.3 | 0.088 | 4083 | 1916 | Distributed from 923 Generation And Fuel | 2003
1271 | 3252 | CA | Naval Station Energy Facility | 10811 | GEN1 | 0 | OP | CT | NG | 38.4 | 0.845 | 284156.65 | 124595 | EIA-923 Generator File | 1989
1272 | 3253 | CA | Naval Station Energy Facility | 10811 | GEN2 | 1 | OP | CA | NG | 11.6 | 0.676 | 68728.38 | 30455 | EIA-923 Generator File | 1989
1273 | 3254 | CA | Naval Station Energy Facility | 10811 | GEN3 | 1 | OP | CA | NG | 5.2 | 0 | 0 | 0 | EIA-923 Generator File | 2005
1274 | 3257 | CA | Nelson Creek | 50223 | 1296 | 0 | OP | HY | WAT | 1.2 | 0.238 | 2502 | 1307 | Distributed from 923 Generation And Fuel | 1989
1275 | 3258 | CA | New Hogan Power Plant | 50755 | GEN1 | 0 | OP | HY | WAT | 2 | 0.183 | 3210.667 | 1677.333 | Distributed from 923 Generation And Fuel | 1989
1276 | 3259 | CA | New Hogan Power Plant | 50755 | GEN2 | 0 | OP | HY | WAT | 1 | 0.183 | 1605.333 | 838.667 | Distributed from 923 Generation And Fuel | 1989
1277 | 3260 | CA | New Melones | 6158 | 1 | 0 | OP | HY | WAT | 150 | 0.081 | 106047 | 73513 | Distributed from 923 Generation And Fuel | 1979
1278 | 3261 | CA | New Melones | 6158 | 2 | 0 | OP | HY | WAT | 150 | 0.081 | 106047 | 73513 | Distributed from 923 Generation And Fuel | 1979
1279 | 3262 | CA | Newberry Solar 1 LLC | 58226 | 1 | 0 | OP | PV | SUN | 1.5 | 0.194 | 2546 | 1354 | Distributed from 923 Generation And Fuel | 2013
1280 | 3263 | CA | Newcastle | 632 | 1 | 0 | OP | HY | WAT | 12.7 | 0.144 | 16068 | 8395 | Distributed from 923 Generation And Fuel | 1986
1281 | 3264 | CA | New-Indy Ontario Mill | 10427 | GEN1 | 0 | OP | GT | NG | 34 | 0.823 | 244988 | 114936 | Distributed from 923 Generation And Fuel | 1985
1282 | 3266 | CA | Nickel 1 Solar Facility | 58034 | 1 | 0 | OP | PV | SUN | 1.5 | 0.228 | 2991 | 1591 | Distributed from 923 Generation And Fuel | 2012
1283 | 3267 | CA | Nicolis Solar PV Plant | 59600 | GEN1 | 0 | OP | PV | SUN | 20 | 0.059 | 10254 | 3313 | Distributed from 923 Generation And Fuel | 2016
1284 | 3268 | CA | Niland Gas Turbine Plant | 56569 | 1 | 0 | OP | GT | NG | 60.5 | 0.072 | 38046.5 | 17849.5 | Distributed from 923 Generation And Fuel | 2008
1285 | 3269 | CA | Niland Gas Turbine Plant | 56569 | 2 | 0 | OP | GT | NG | 60.5 | 0.072 | 38046.5 | 17849.5 | Distributed from 923 Generation And Fuel | 2008
1286 | 3270 | CA | Nimbus | 444 | 1 | 0 | OP | HY | WAT | 6.7 | 0.46 | 26979.5 | 14095 | Distributed from 923 Generation And Fuel | 1955
1287 | 3271 | CA | Nimbus | 444 | 2 | 0 | OP | HY | WAT | 6.7 | 0.46 | 26979.5 | 14095 | Distributed from 923 Generation And Fuel | 1955
1288 | 3272 | CA | Nordhoff Place | 59652 | W4162 | 0 | OP | PV | SUN | 1.2 | 0.168 | 1765 | 939 | Distributed from 923 Generation And Fuel | 2014
1289 | 3273 | CA | North Bay Solar 1 | 58748 | NBWT | 0 | OP | PV | SUN | 1 | 0.246 | 2153 | 1145 | Distributed from 923 Generation And Fuel | 2013
1290 | 3274 | CA | North Brawley Geothermal Plant | 56832 | GE1 | 0 | OP | BT | GEO | 16 | 0.126 | 17721.25 | 6828 | Distributed from 923 Generation And Fuel | 2009
1291 | 3275 | CA | North Brawley Geothermal Plant | 56832 | GE2 | 0 | OP | BT | GEO | 16 | 0.126 | 17721.25 | 6828 | Distributed from 923 Generation And Fuel | 2009
1292 | 3276 | CA | North Brawley Geothermal Plant | 56832 | GE3 | 0 | OP | BT | GEO | 16 | 0.126 | 17721.25 | 6828 | Distributed from 923 Generation And Fuel | 2009
1293 | 3277 | CA | North Brawley Geothermal Plant | 56832 | GE4 | 0 | OP | BT | GEO | 16 | 0.126 | 17721.25 | 6828 | Distributed from 923 Generation And Fuel | 2009
1294 | 3278 | CA | North City Cogeneration Facility | 60571 | NCEP | 0 | OP | IC | LFG | 1.6 | 0.651 | 9126 | 3886 | Distributed from 923 Generation And Fuel | 2013
1295 | 3290 | CA | North Island Energy Facility | 10812 | GEN1 | 0 | OP | CT | NG | 36.3 | 0.92 | 292479 | 137216.112 | EIA-923 Generator File | 1989
1296 | 3291 | CA | North Island Energy Facility | 10812 | GEN2 | 0 | OP | CA | NG | 4 | 0.459 | 16069 | 7538.749 | EIA-923 Generator File | 1989
1297 | 3292 | CA | North Lancaster Ranch | 59962 | NLR | 0 | OP | PV | SUN | 20 | 0.006 | 969 | 0 | Distributed from 923 Generation And Fuel | 2016
1298 | 3296 | CA | North Palm Springs 1A | 57743 | 1 | 0 | OP | PV | SUN | 2.5 | 0.168 | 3678 | 1957 | Distributed from 923 Generation And Fuel | 2012
1299 | 3297 | CA | North Palm Springs 4A | 57722 | 1 | 0 | OP | PV | SUN | 4 | 0.161 | 5630 | 2995 | Distributed from 923 Generation And Fuel | 2012
1300 | 3299 | CA | North Sky River Energy LLC | 58154 | GEN1 | 0 | OP | WT | WND | 162 | 0.327 | 464374 | 235978 | Distributed from 923 Generation And Fuel | 2012
1301 | 3300 | CA | North Star Solar | 58713 | NSTR | 0 | OP | PV | SUN | 62.5 | 0.273 | 149639 | 81277 | Distributed from 923 Generation And Fuel | 2015
1302 | 3301 | CA | Nove Power Plant | 50831 | GEN1 | 0 | OP | IC | LFG | 1 | 0.181 | 1587 | 675.667 | Distributed from 923 Generation And Fuel | 1985
1303 | 3302 | CA | Nove Power Plant | 50831 | GEN2 | 0 | OP | IC | LFG | 1 | 0.181 | 1587 | 675.667 | Distributed from 923 Generation And Fuel | 1987
1304 | 3303 | CA | Nove Power Plant | 50831 | GEN3 | 0 | OP | IC | LFG | 1 | 0.181 | 1587 | 675.667 | Distributed from 923 Generation And Fuel | 1985
1305 | 3304 | CA | NRG Energy San Diego | 54337 | 0001 | 0 | OP | IC | NG | 0.8 | 0.092 | 647 | 303.5 | Distributed from 923 Generation And Fuel | 1986
1306 | 3305 | CA | NRG Energy San Diego | 54337 | 0002 | 0 | OP | IC | NG | 0.8 | 0.092 | 647 | 303.5 | Distributed from 923 Generation And Fuel | 1986
1307 | 3306 | CA | NRG Solar Blythe LLC | 56939 | 1 | 0 | OP | PV | SUN | 21 | 0.247 | 45470 | 24190 | Distributed from 923 Generation And Fuel | 2009
1308 | 3307 | CA | NRG Solar Borrego I | 57455 | SB1 | 0 | OP | PV | SUN | 26 | 0.312 | 71082 | 38091 | Distributed from 923 Generation And Fuel | 2013
1309 | 3308 | CA | NRG Solar Oasis LLC | 59528 | OASIS | 0 | OP | PV | SUN | 20 | 0.337 | 59114 | 31448 | Distributed from 923 Generation And Fuel | 2016
1310 | 3309 | CA | NTC/MCRD Energy Facility | 10810 | GEN1 | 0 | OP | CT | NG | 23 | 0.746 | 150314 | 70519.602 | EIA-923 Generator File | 1989
1311 | 3310 | CA | NTC/MCRD Energy Facility | 10810 | GEN2 | 0 | OP | CA | NG | 2.6 | 0.722 | 16434 | 7709.988 | EIA-923 Generator File | 1989
1312 | 3311 | CA | Nunn | 58448 | 1 | 0 | OP | PV | SUN | 1 | 0.337 | 2956 | 1573 | Distributed from 923 Generation And Fuel | 2013
1313 | 3312 | CA | Oak Creek Energy Systems I | 50754 | GEN1 | 0 | OP | WT | WND | 3.5 | 0.217 | 6660.957 | 3251.043 | Distributed from 923 Generation And Fuel | 1982
1314 | 3313 | CA | Oak Creek Energy Systems I | 50754 | GEN2 | 0 | OP | WT | WND | 4.2 | 0.217 | 7993.148 | 3901.252 | Distributed from 923 Generation And Fuel | 1993
1315 | 3314 | CA | Oak Creek Energy Systems I | 50754 | GEN3 | 0 | OP | WT | WND | 23.1 | 0.217 | 43962.313 | 21456.887 | Distributed from 923 Generation And Fuel | 1999
1316 | 3315 | CA | Oak Creek Energy Systems I | 50754 | GEN4 | 0 | OP | WT | WND | 3.7 | 0.217 | 7041.583 | 3436.817 | Distributed from 923 Generation And Fuel | 1999
1317 | 3316 | CA | Oak Flat | 626 | 1 | 0 | OP | HY | WAT | 1.4 | 0.479 | 5873 | 3068 | Distributed from 923 Generation And Fuel | 1985
1318 | 3320 | CA | Oakley Solar Project | 58376 | 1 | 0 | OP | PV | SUN | 1.5 | 0.194 | 2546 | 1354 | Distributed from 923 Generation And Fuel | 2013
1319 | 3321 | CA | Oasis Wind | 56302 | 1 | 0 | OP | WT | WND | 60 | 0.34 | 178931 | 92692 | Distributed from 923 Generation And Fuel | 2004
1320 | 3322 | CA | Occidental College Solar Project | 57311 | 1 | 0 | OP | PV | SUN | 1 | 0.212 | 1858 | 988 | Distributed from 923 Generation And Fuel | 2013
1321 | 3323 | CA | Ocotillo Express LLC | 57514 | WTG | 0 | OP | WT | WND | 265.4 | 0.228 | 530978 | 290784 | Distributed from 923 Generation And Fuel | 2012
1322 | 3332 | CA | Olive View Medical Center | 10884 | CTC1 | 0 | OP | GT | NG | 2.8 | 0.367 | 8993 | 4219 | Distributed from 923 Generation And Fuel | 1987
1323 | 3333 | CA | Olive View Medical Center | 10884 | CTC2 | 0 | OP | GT | NG | 2.8 | 0.367 | 8993 | 4219 | Distributed from 923 Generation And Fuel | 1987
1324 | 3334 | CA | OLS Energy Chino | 50850 | GEN1 | 0 | OP | CT | NG | 23.5 | 0.847 | 174311 | 81777.76 | EIA-923 Generator File | 1987
1325 | 3335 | CA | OLS Energy Chino | 50850 | GEN2 | 0 | OP | CA | NG | 7.3 | 0.808 | 51673 | 24242.316 | EIA-923 Generator File | 1987
1326 | 3336 | CA | Olsen | 50180 | GEN1 | 0 | OP | HY | WAT | 5 | 0.274 | 12003 | 6271 | Distributed from 923 Generation And Fuel | 1990
1327 | 3337 | CA | Oltmans SCE at Champagne | 58581 | 1 | 0 | OP | PV | SUN | 1 | 0.212 | 1858 | 988 | Distributed from 923 Generation And Fuel | 2013
1328 | 3338 | CA | Oltmans SCE at Jurupa | 58582 | 1 | 0 | OP | PV | SUN | 1.5 | 0.225 | 2953 | 1571 | Distributed from 923 Generation And Fuel | 2013
1329 | 3339 | CA | One Market Plaza | 58607 | 1 | 0 | OP | IC | NG | 0.5 | 0.181 | 793.667 | 372.333 | Distributed from 923 Generation And Fuel | 2003
1330 | 3340 | CA | One Market Plaza | 58607 | 2 | 0 | OP | IC | NG | 0.5 | 0.181 | 793.667 | 372.333 | Distributed from 923 Generation And Fuel | 2003
1331 | 3341 | CA | One Market Plaza | 58607 | 3 | 0 | OP | IC | NG | 0.5 | 0.181 | 793.667 | 372.333 | Distributed from 923 Generation And Fuel | 2003
1332 | 3343 | CA | ONeill | 446 | 1 | 0 | OP | PS | WAT | 4.2 |  | -8476.5 | -30.833 | Data from EIA-923 Generator File overwritten with distributed data from EIA-923 Generation and Fuel | 1968
1333 | 3344 | CA | ONeill | 446 | 2 | 0 | OP | PS | WAT | 4.2 |  | -8476.5 | -30.833 | Data from EIA-923 Generator File overwritten with distributed data from EIA-923 Generation and Fuel | 1968
1334 | 3345 | CA | ONeill | 446 | 3 | 0 | OP | PS | WAT | 4.2 |  | -8476.5 | -30.833 | Data from EIA-923 Generator File overwritten with distributed data from EIA-923 Generation and Fuel | 1967
1335 | 3346 | CA | ONeill | 446 | 4 | 0 | OP | PS | WAT | 4.2 |  | -8476.5 | -30.833 | Data from EIA-923 Generator File overwritten with distributed data from EIA-923 Generation and Fuel | 1967
1336 | 3347 | CA | ONeill | 446 | 5 | 0 | OP | PS | WAT | 4.2 |  | -8476.5 | -30.833 | Data from EIA-923 Generator File overwritten with distributed data from EIA-923 Generation and Fuel | 1968
1337 | 3348 | CA | ONeill | 446 | 6 | 0 | OP | PS | WAT | 4.2 |  | -8476.5 | -30.833 | Data from EIA-923 Generator File overwritten with distributed data from EIA-923 Generation and Fuel | 1967
1338 | 3349 | CA | Orange Grove Peaking Facility | 56914 | CTG1 | 0 | OP | GT | NG | 59 | 0.041 | 21063 | 9881.5 | Distributed from 923 Generation And Fuel | 2010
1339 | 3350 | CA | Orange Grove Peaking Facility | 56914 | CTG2 | 0 | OP | GT | NG | 59 | 0.041 | 21063 | 9881.5 | Distributed from 923 Generation And Fuel | 2010
1340 | 3352 | CA | Orion Solar I | 58718 | PV1 | 0 | OP | PV | SUN | 12 | 0.291 | 30567 | 16262 | Distributed from 923 Generation And Fuel | 2014
1341 | 3353 | CA | Orion Solar II | 58721 | ORION | 0 | OP | PV | SUN | 8 | 0.281 | 19668 | 10463 | Distributed from 923 Generation And Fuel | 2014
1342 | 3354 | CA | Ormesa I | 50766 | ITLU1 | 0 | OP | ST | GEO | 12 | 0.286 | 30020.455 | 12827.727 | Distributed from 923 Generation And Fuel | 2003
1343 | 3355 | CA | Ormesa I | 50766 | ITLU2 | 0 | OP | ST | GEO | 12 | 0.286 | 30020.455 | 12827.727 | Distributed from 923 Generation And Fuel | 2003
1344 | 3356 | CA | Ormesa I | 50766 | OE31 | 0 | OP | ST | GEO | 1.2 | 0.286 | 3002.045 | 1282.773 | Distributed from 923 Generation And Fuel | 1986
1345 | 3357 | CA | Ormesa I | 50766 | OE32 | 0 | OP | ST | GEO | 1.2 | 0.286 | 3002.045 | 1282.773 | Distributed from 923 Generation And Fuel | 1986
1346 | 3394 | CA | Ormesa IH | 50762 | OE11 | 0 | OP | ST | GEO | 1.2 | 0.334 | 3508.625 | 1499.25 | Distributed from 923 Generation And Fuel | 1989
1347 | 3395 | CA | Ormesa IH | 50762 | OE12 | 0 | OP | ST | GEO | 1.2 | 0.334 | 3508.625 | 1499.25 | Distributed from 923 Generation And Fuel | 1989
1348 | 3396 | CA | Ormesa IH | 50762 | OE14 | 0 | OP | ST | GEO | 1.2 | 0.334 | 3508.625 | 1499.25 | Distributed from 923 Generation And Fuel | 1989
1349 | 3397 | CA | Ormesa IH | 50762 | OE15 | 0 | OP | ST | GEO | 1.2 | 0.334 | 3508.625 | 1499.25 | Distributed from 923 Generation And Fuel | 1989
1350 | 3398 | CA | Ormesa IH | 50762 | OE21 | 0 | OP | ST | GEO | 1.2 | 0.334 | 3508.625 | 1499.25 | Distributed from 923 Generation And Fuel | 1989
1351 | 3399 | CA | Ormesa IH | 50762 | OE22 | 0 | OP | ST | GEO | 1.2 | 0.334 | 3508.625 | 1499.25 | Distributed from 923 Generation And Fuel | 1989
1352 | 3400 | CA | Ormesa IH | 50762 | OE24 | 0 | OP | ST | GEO | 1.2 | 0.334 | 3508.625 | 1499.25 | Distributed from 923 Generation And Fuel | 1989
1353 | 3401 | CA | Ormesa IH | 50762 | OE25 | 0 | OP | ST | GEO | 1.2 | 0.334 | 3508.625 | 1499.25 | Distributed from 923 Generation And Fuel | 1989
1354 | 3406 | CA | Ormesa II | 54724 | OEC21 | 0 | OP | ST | GEO | 12 | 0.33 | 34673.5 | 14816 | Distributed from 923 Generation And Fuel | 1989
1355 | 3407 | CA | Ormesa II | 54724 | OEC22 | 0 | OP | ST | GEO | 12 | 0.33 | 34673.5 | 14816 | Distributed from 923 Generation And Fuel | 2007
1356 | 3428 | CA | Ormond Beach | 350 | 1 | 1 | OP | ST | NG | 806 | 0.007 | 46741 | 46724 | EIA-923 Generator File | 1971
1357 | 3429 | CA | Ormond Beach | 350 | 2 | 1 | OP | ST | NG | 806 | 0.008 | 56539 | 53108 | EIA-923 Generator File | 1973
1358 | 3438 | CA | Ortega Highway Energy Storage | 60567 | SES1 | 0 | OP | BA | MWH | 1 |  | -1 | -0.444 | Data from EIA-923 Generator File overwritten with distributed data from EIA-923 Generation and Fuel | 2015
1359 | 3439 | CA | Ortega Highway Energy Storage | 60567 | SES2 | 0 | OP | BA | MWH | 1 |  | -1 | -0.444 | Data from EIA-923 Generator File overwritten with distributed data from EIA-923 Generation and Fuel | 2015
1360 | 3440 | CA | Otay Landfill Gas, LLC | 52204 | OTA1 | 0 | OP | IC | LFG | 1.8 | 0.476 | 7510.971 | 3198.171 | Distributed from 923 Generation And Fuel | 1986
1361 | 3441 | CA | Otay Landfill Gas, LLC | 52204 | OTA2 | 0 | OP | IC | LFG | 1.8 | 0.476 | 7510.971 | 3198.171 | Distributed from 923 Generation And Fuel | 1991
1362 | 3442 | CA | Otay Landfill Gas, LLC | 52204 | OTA3 | 0 | OP | IC | LFG | 3.7 | 0.476 | 15439.219 | 6574.019 | Distributed from 923 Generation And Fuel | 2007
1363 | 3443 | CA | Otay Landfill Gas, LLC | 52204 | OTA5 | 0 | OP | IC | LFG | 1.6 | 0.476 | 6676.419 | 2842.819 | Distributed from 923 Generation And Fuel | 2013
1364 | 3444 | CA | Otay Landfill Gas, LLC | 52204 | OTA6 | 0 | OP | IC | LFG | 1.6 | 0.476 | 6676.419 | 2842.819 | Distributed from 923 Generation And Fuel | 2013
1365 | 3445 | CA | Otay Mesa Generating Project | 55345 | 1-01 | 0 | OP | CT | NG | 198.9 | 0.467 | 812929 | 367597 | EIA-923 Generator File | 2009
1366 | 3446 | CA | Otay Mesa Generating Project | 55345 | 1-02 | 0 | OP | CT | NG | 198.9 | 0.485 | 844525 | 365269 | EIA-923 Generator File | 2009
1367 | 3447 | CA | Otay Mesa Generating Project | 55345 | 1-03 | 2 | OP | CA | NG | 290.7 | 0.391 | 996728 | 438315 | EIA-923 Generator File | 2009
1368 | 3448 | CA | Otoe Solar Power Generation Station 1 LL | 58612 | 1 | 0 | OP | PV | SUN | 1.5 | 0.271 | 3564 | 1896 | Distributed from 923 Generation And Fuel | 2013
1369 | 3449 | CA | Owens Valley Solar Project 11 | 60953 | W5381 | 0 | OP | PV | SUN | 1 | 0.013 | 115 | 0 | Distributed from 923 Generation And Fuel | 2016
1370 | 3450 | CA | Oxbow (CA) | 426 | 1 | 0 | OP | HY | WAT | 6.1 | 0.363 | 19405 | 10138 | Distributed from 923 Generation And Fuel | 1966
1371 | 3451 | CA | Oxnard | 50464 | GEN1 | 0 | OP | GT | NG | 19.2 | 0.834 | 140354.515 | 65847.057 | Distributed from 923 Generation And Fuel | 1982
1372 | 3452 | CA | Oxnard | 50464 | GEN2 | 0 | OP | GT | NG | 49.5 | 0.834 | 361851.485 | 169761.943 | Distributed from 923 Generation And Fuel | 1989
1373 | 3453 | CA | Oxnard Paper Mill | 57585 | 1 | 0 | OP | GT | NG | 29 | 0.773 | 196482 | 92179 | Distributed from 923 Generation And Fuel | 1986
1374 | 3454 | CA | Oxnard Wastewater Treatment Plant | 50224 | 7610 | 0 | OP | IC | OBG | 0.5 | 0.487 | 2133.667 | 923 | Distributed from 923 Generation And Fuel | 1981
1375 | 3455 | CA | Oxnard Wastewater Treatment Plant | 50224 | 7710 | 0 | OP | IC | OBG | 0.5 | 0.487 | 2133.667 | 923 | Distributed from 923 Generation And Fuel | 1981
1376 | 3456 | CA | Oxnard Wastewater Treatment Plant | 50224 | 7810 | 0 | OP | IC | OBG | 0.5 | 0.487 | 2133.667 | 923 | Distributed from 923 Generation And Fuel | 1981
1377 | 3457 | CA | P Plant | 59456 | P-TG4 | 0 | OP | GT | NG | 4.6 | 0.494 | 19925 | 9348 | Distributed from 923 Generation And Fuel | 2007
1378 | 3458 | CA | P Plant | 59456 | P-TG5 | 0 | OP | GT | NG | 4.6 | 0.494 | 19925 | 9348 | Distributed from 923 Generation And Fuel | 2015
1379 | 3459 | CA | Pacific Cruise Ship Terminals Berth 93 | 57309 | 1 | 0 | OP | PV | SUN | 1.1 | 0 | 0 | 0 | Distributed from 923 Generation And Fuel | 2010
1380 | 3460 | CA | Pacific Ethanol Stockton Cogen Plant | 61027 | PESCT | 0 | OP | GT | NG | 4.8 | 0 | 0 | 0 | Distributed from 923 Generation And Fuel | 2016
1381 | 3463 | CA | Pacific Rim Dairy Digester | 59447 | 00001 | 0 | OP | IC | OBG | 1 | 0.726 | 6364 | 2710 | Distributed from 923 Generation And Fuel | 2014
1382 | 3464 | CA | Pacific Wind LLC | 57757 | 1 | 0 | OP | WT | WND | 151.7 | 0.247 | 328829 | 156699 | Distributed from 923 Generation And Fuel | 2012
1383 | 3466 | CA | Painted Hills | 50533 | WGNS | 0 | OP | WT | WND | 19 | 0.197 | 32833 | 18067 | Distributed from 923 Generation And Fuel | 1985
1384 | 3468 | CA | Pala Energy Storage Yard | 60566 | SES1 | 0 | OP | BA | MWH | 0.5 |  | -1.333 | 0 | Data from EIA-923 Generator File overwritten with distributed data from EIA-923 Generation and Fuel | 2012
1385 | 3469 | CA | Pala Energy Storage Yard | 60566 | SES2 | 0 | OP | BA | MWH | 1 |  | -2.667 | 0 | Data from EIA-923 Generator File overwritten with distributed data from EIA-923 Generation and Fuel | 2015
1386 | 3470 | CA | Palo Verde College | 57773 | 1 | 0 | OP | PV | SUN | 1.2 | 0.219 | 2300 | 1224 | Distributed from 923 Generation And Fuel | 2009
1387 | 3471 | CA | Palomar Energy | 55985 | CTG1 | 0 | OP | CT | NG | 165 | 0.495 | 715039 | 335402 | EIA-923 Generator File | 2005
1388 | 3472 | CA | Palomar Energy | 55985 | CTG2 | 0 | OP | CT | NG | 165 | 0.493 | 712620 | 324711 | EIA-923 Generator File | 2005
1389 | 3473 | CA | Palomar Energy | 55985 | STG | 2 | OP | CA | NG | 229 | 0.434 | 871393 | 411781 | EIA-923 Generator File | 2006
1390 | 3475 | CA | Panoche Energy Center | 56803 | 1 | 0 | OP | GT | NG | 108 | 0.097 | 91541 | 51519.5 | Distributed from 923 Generation And Fuel | 2009
1391 | 3476 | CA | Panoche Energy Center | 56803 | 2 | 0 | OP | GT | NG | 108 | 0.097 | 91541 | 51519.5 | Distributed from 923 Generation And Fuel | 2009
1392 | 3477 | CA | Panoche Energy Center | 56803 | 3 | 0 | OP | GT | NG | 108 | 0.097 | 91541 | 51519.5 | Distributed from 923 Generation And Fuel | 2009
1393 | 3478 | CA | Panoche Energy Center | 56803 | 4 | 0 | OP | GT | NG | 108 | 0.097 | 91541 | 51519.5 | Distributed from 923 Generation And Fuel | 2009
1394 | 3481 | CA | Pardee | 376 | 1 | 0 | OP | HY | WAT | 7.5 | 0.485 | 31832.415 | 16630.614 | Distributed from 923 Generation And Fuel | 1930
1395 | 3482 | CA | Pardee | 376 | 2 | 0 | OP | HY | WAT | 7.5 | 0.485 | 31832.415 | 16630.614 | Distributed from 923 Generation And Fuel | 1930
1396 | 3483 | CA | Pardee | 376 | 3 | 0 | OP | HY | WAT | 8.6 | 0.485 | 36501.169 | 19069.771 | Distributed from 923 Generation And Fuel | 1983
1397 | 3484 | CA | Park Meridian #1 | 59539 | 1 | 0 | OP | PV | SUN | 1.5 | 0.24 | 3151 | 1676 | Distributed from 923 Generation And Fuel | 2015
1398 | 3485 | CA | Parker | 428 | 1 | 0 | OP | HY | WAT | 2.7 | 0.21 | 4958 | 2590 | Distributed from 923 Generation And Fuel | 1982
1399 | 3486 | CA | Parker Dam | 447 | 1 | 0 | OP | HY | WAT | 30 | 0.419 | 110218 | 51901.5 | Distributed from 923 Generation And Fuel | 1942
1400 | 3487 | CA | Parker Dam | 447 | 2 | 0 | OP | HY | WAT | 30 | 0.419 | 110218 | 51901.5 | Distributed from 923 Generation And Fuel | 1943
1401 | 3488 | CA | Parker Dam | 447 | 3 | 0 | OP | HY | WAT | 30 | 0.419 | 110218 | 51901.5 | Distributed from 923 Generation And Fuel | 1942
1402 | 3489 | CA | Parker Dam | 447 | 4 | 0 | OP | HY | WAT | 30 | 0.419 | 110218 | 51901.5 | Distributed from 923 Generation And Fuel | 1943
1403 | 3490 | CA | Parnassus Central Utility Plant | 58198 | GTG1 | 0 | OP | CT | NG | 4.8 | 0.909 | 38237 | 16034 | EIA-923 Generator File | 1996
1404 | 3491 | CA | Parnassus Central Utility Plant | 58198 | GTG2 | 0 | OP | CT | NG | 4.8 | 0.633 | 26630 | 11390 | EIA-923 Generator File | 1996
1405 | 3492 | CA | Parnassus Central Utility Plant | 58198 | STG1 | 1 | OP | CA | NG | 3.8 | 0.226 | 7525 | 2919 | EIA-923 Generator File | 1996
1406 | 3493 | CA | Pastoria Energy Facility, LLC | 55656 | CT01 | 0 | OP | CT | NG | 168 | 0.701 | 1031204 | 486783 | EIA-923 Generator File | 2005
1407 | 3494 | CA | Pastoria Energy Facility, LLC | 55656 | CT02 | 0 | OP | CT | NG | 168 | 0.628 | 924628 | 470984 | EIA-923 Generator File | 2005
1408 | 3495 | CA | Pastoria Energy Facility, LLC | 55656 | CT04 | 0 | OP | CT | NG | 168 | 0.585 | 861633 | 409412 | EIA-923 Generator File | 2005
1409 | 3496 | CA | Pastoria Energy Facility, LLC | 55656 | ST03 | 2 | OP | CA | NG | 185 | 0.662 | 1072934 | 513934 | EIA-923 Generator File | 2005
1410 | 3497 | CA | Pastoria Energy Facility, LLC | 55656 | ST05 | 1 | OP | CA | NG | 90 | 0.603 | 475285 | 221465 | EIA-923 Generator File | 2005
1411 | 3500 | CA | PE Berkeley | 50849 | GEN1 | 0 | OP | CT | NG | 23 | 0.931 | 187482 | 87956.917 | EIA-923 Generator File | 1987
1412 | 3501 | CA | PE Berkeley | 50849 | GEN2 | 0 | OP | CA | NG | 5.5 | 0.201 | 9702 | 4551.68 | EIA-923 Generator File | 1987
1413 | 3503 | CA | Pebbly Beach | 6704 | 12 | 0 | OP | IC | DFO | 1.6 | 0.35 | 4902.468 | 2142.809 | Distributed from 923 Generation And Fuel | 1976
1414 | 3504 | CA | Pebbly Beach | 6704 | 14 | 0 | OP | IC | DFO | 1.4 | 0.35 | 4289.66 | 1874.957 | Distributed from 923 Generation And Fuel | 1986
1415 | 3505 | CA | Pebbly Beach | 6704 | 15 | 0 | OP | IC | DFO | 2.8 | 0.35 | 8579.319 | 3749.915 | Distributed from 923 Generation And Fuel | 1995
1416 | 3506 | CA | Pebbly Beach | 6704 | 7 | 0 | OP | IC | DFO | 1 | 0.35 | 3064.043 | 1339.255 | Distributed from 923 Generation And Fuel | 1958
1417 | 3507 | CA | Pebbly Beach | 6704 | 8 | 0 | OP | IC | DFO | 1.5 | 0.35 | 4596.064 | 2008.883 | Distributed from 923 Generation And Fuel | 1963
1418 | 3508 | CA | Pebbly Beach | 6704 | MT01 | 0 | OP | GT | PG | 0.1 | 0.033 | 29.217 | 16.696 | Distributed from 923 Generation And Fuel | 2011
1419 | 3509 | CA | Pebbly Beach | 6704 | MT02 | 0 | OP | GT | PG | 0.1 | 0.033 | 29.217 | 16.696 | Distributed from 923 Generation And Fuel | 2011
1420 | 3510 | CA | Pebbly Beach | 6704 | MT03 | 0 | OP | GT | PG | 0.1 | 0.033 | 29.217 | 16.696 | Distributed from 923 Generation And Fuel | 2011
1421 | 3511 | CA | Pebbly Beach | 6704 | MT04 | 0 | OP | GT | PG | 0.1 | 0.033 | 29.217 | 16.696 | Distributed from 923 Generation And Fuel | 2011
1422 | 3512 | CA | Pebbly Beach | 6704 | MT05 | 0 | OP | GT | PG | 0.1 | 0.033 | 29.217 | 16.696 | Distributed from 923 Generation And Fuel | 2011
1423 | 3513 | CA | Pebbly Beach | 6704 | MT06 | 0 | OP | GT | PG | 0.1 | 0.033 | 29.217 | 16.696 | Distributed from 923 Generation And Fuel | 2011
1424 | 3514 | CA | Pebbly Beach | 6704 | MT07 | 0 | OP | GT | PG | 0.1 | 0.033 | 29.217 | 16.696 | Distributed from 923 Generation And Fuel | 2011
1425 | 3515 | CA | Pebbly Beach | 6704 | MT08 | 0 | OP | GT | PG | 0.1 | 0.033 | 29.217 | 16.696 | Distributed from 923 Generation And Fuel | 2011
1426 | 3516 | CA | Pebbly Beach | 6704 | MT09 | 0 | OP | GT | PG | 0.1 | 0.033 | 29.217 | 16.696 | Distributed from 923 Generation And Fuel | 2011
1427 | 3517 | CA | Pebbly Beach | 6704 | MT10 | 0 | OP | GT | PG | 0.1 | 0.033 | 29.217 | 16.696 | Distributed from 923 Generation And Fuel | 2011
1428 | 3518 | CA | Pebbly Beach | 6704 | MT11 | 0 | OP | GT | PG | 0.1 | 0.033 | 29.217 | 16.696 | Distributed from 923 Generation And Fuel | 2011
1429 | 3519 | CA | Pebbly Beach | 6704 | MT14 | 0 | OP | GT | PG | 0.1 | 0.033 | 29.217 | 16.696 | Distributed from 923 Generation And Fuel | 2011
1430 | 3520 | CA | Pebbly Beach | 6704 | MT15 | 0 | OP | GT | PG | 0.1 | 0.033 | 29.217 | 16.696 | Distributed from 923 Generation And Fuel | 2011
1431 | 3521 | CA | Pebbly Beach | 6704 | MT16 | 0 | OP | GT | PG | 0.1 | 0.033 | 29.217 | 16.696 | Distributed from 923 Generation And Fuel | 2011
1432 | 3522 | CA | Pebbly Beach | 6704 | MT17 | 0 | OP | GT | PG | 0.1 | 0.033 | 29.217 | 16.696 | Distributed from 923 Generation And Fuel | 2011
1433 | 3523 | CA | Pebbly Beach | 6704 | MT18 | 0 | OP | GT | PG | 0.1 | 0.033 | 29.217 | 16.696 | Distributed from 923 Generation And Fuel | 2011
1434 | 3524 | CA | Pebbly Beach | 6704 | MT19 | 0 | OP | GT | PG | 0.1 | 0.033 | 29.217 | 16.696 | Distributed from 923 Generation And Fuel | 2011
1435 | 3525 | CA | Pebbly Beach | 6704 | MT20 | 0 | OP | GT | PG | 0.1 | 0.033 | 29.217 | 16.696 | Distributed from 923 Generation And Fuel | 2011
1436 | 3526 | CA | Pebbly Beach | 6704 | MT21 | 0 | OP | GT | PG | 0.1 | 0.033 | 29.217 | 16.696 | Distributed from 923 Generation And Fuel | 2011
1437 | 3527 | CA | Pebbly Beach | 6704 | MT22 | 0 | OP | GT | PG | 0.1 | 0.033 | 29.217 | 16.696 | Distributed from 923 Generation And Fuel | 2011
1438 | 3528 | CA | Pebbly Beach | 6704 | MT23 | 0 | OP | GT | PG | 0.1 | 0.033 | 29.217 | 16.696 | Distributed from 923 Generation And Fuel | 2011
1439 | 3529 | CA | Pebbly Beach | 6704 | MT24 | 0 | OP | GT | PG | 0.1 | 0.033 | 29.217 | 16.696 | Distributed from 923 Generation And Fuel | 2011
1440 | 3530 | CA | Pebbly Beach | 6704 | MT25 | 0 | OP | GT | PG | 0.1 | 0.033 | 29.217 | 16.696 | Distributed from 923 Generation And Fuel | 2011
1441 | 3531 | CA | Pebbly Beach | 6704 | NASB1 | 0 | OP | BA | MWH | 1 | 0 | 0 | 0 | Distributed from 923 Generation And Fuel | 2012
1442 | 3532 | CA | Pebbly Beach | 6704 | 10 | 0 | OP | IC | DFO | 1.1 | 0.35 | 3370.447 | 1473.181 | Distributed from 923 Generation And Fuel | 1966
1443 | 3535 | CA | Perris | 481 | 1 | 0 | OP | HY | WAT | 7.9 | 0.065 | 4497 | 2349 | Distributed from 923 Generation And Fuel | 1983
1444 | 3536 | CA | Phillips 66 Carbon Plant | 50388 | GEN1 | 2 | OP | ST | PC | 27.3 | 0.38 | 90784 | 37634 | EIA-923 Generator File | 1983
1445 | 3537 | CA | Phillips 66 Rodeo Refinery | 50119 | GENA | 0 | OP | GT | PRG | 18.3 | 0.794 | 127257.333 | 53642.667 | Distributed from 923 Generation And Fuel | 1987
1446 | 3538 | CA | Phillips 66 Rodeo Refinery | 50119 | GENB | 0 | OP | GT | PRG | 18.3 | 0.794 | 127257.333 | 53642.667 | Distributed from 923 Generation And Fuel | 1987
1447 | 3539 | CA | Phillips 66 Rodeo Refinery | 50119 | GENC | 0 | OP | GT | PRG | 18.3 | 0.794 | 127257.333 | 53642.667 | Distributed from 923 Generation And Fuel | 1987
1448 | 3540 | CA | Phoenix | 264 | 1 | 0 | OP | HY | WAT | 1.6 | 0.562 | 7876 | 4115 | Distributed from 923 Generation And Fuel | 1940
1449 | 3542 | CA | Pierce College | 58248 | GEN1 | 0 | OP | PV | SUN | 1.9 |  |  |  |  | 2013
1450 | 3543 | CA | Pilot Knob | 388 | 1 | 0 | OP | HY | WAT | 16.5 | 0.082 | 11809.5 | 6169.5 | Distributed from 923 Generation And Fuel | 1957
1451 | 3544 | CA | Pilot Knob | 388 | 2 | 0 | OP | HY | WAT | 16.5 | 0.082 | 11809.5 | 6169.5 | Distributed from 923 Generation And Fuel | 1957
1452 | 3545 | CA | Pine Flat | 7907 | 1 | 0 | OP | HY | WAT | 55 | 0.165 | 79459.667 | 76370.333 | Distributed from 923 Generation And Fuel | 1984
1453 | 3546 | CA | Pine Flat | 7907 | 2 | 0 | OP | HY | WAT | 55 | 0.165 | 79459.667 | 76370.333 | Distributed from 923 Generation And Fuel | 1984
1454 | 3547 | CA | Pine Flat | 7907 | 3 | 0 | OP | HY | WAT | 55 | 0.165 | 79459.667 | 76370.333 | Distributed from 923 Generation And Fuel | 1984
1455 | 3548 | CA | Pine Tree Solar Project | 57306 | 1 | 0 | OP | PV | SUN | 8.5 | 0.154 | 11443 | 6088 | Distributed from 923 Generation And Fuel | 2013
1456 | 3549 | CA | Pine Tree Wind Power Project | 56433 | 1 | 0 | OP | WT | WND | 135 | 0.12 | 141609 | 77972 | Distributed from 923 Generation And Fuel | 2009
1457 | 3550 | CA | Pinyon Pine I | 57834 | AW07 | 0 | OP | WT | WND | 168 | 0.236 | 346699 | 184420 | Distributed from 923 Generation And Fuel | 2012
1458 | 3551 | CA | Pinyon Pine II | 57837 | AW09 | 0 | OP | WT | WND | 132 | 0.217 | 250438 | 129009 | Distributed from 923 Generation And Fuel | 2012
1459 | 3552 | CA | Pio Pico Energy Center | 57555 | CTG1 | 0 | OP | GT | NG | 107 | 0.013 | 12082.333 | 0 | Distributed from 923 Generation And Fuel | 2016
1460 | 3553 | CA | Pio Pico Energy Center | 57555 | CTG2 | 0 | OP | GT | NG | 107 | 0.013 | 12082.333 | 0 | Distributed from 923 Generation And Fuel | 2016
1461 | 3554 | CA | Pio Pico Energy Center | 57555 | CTG3 | 0 | OP | GT | NG | 107 | 0.013 | 12082.333 | 0 | Distributed from 923 Generation And Fuel | 2016
1462 | 3555 | CA | Pit 1 | 265 | H1 | 0 | OP | HY | WAT | 34.6 | 0.317 | 95930.5 | 50118 | Distributed from 923 Generation And Fuel | 1922
1463 | 3556 | CA | Pit 1 | 265 | H2 | 0 | OP | HY | WAT | 34.6 | 0.317 | 95930.5 | 50118 | Distributed from 923 Generation And Fuel | 1922
1464 | 3557 | CA | Pit 3 | 266 | H1 | 0 | OP | HY | WAT | 26.7 | 0.427 | 99878 | 30985 | Distributed from 923 Generation And Fuel | 1925
1465 | 3558 | CA | Pit 3 | 266 | H2 | 0 | OP | HY | WAT | 26.7 | 0.427 | 99878 | 30985 | Distributed from 923 Generation And Fuel | 1925
1466 | 3559 | CA | Pit 3 | 266 | H3 | 0 | OP | HY | WAT | 26.7 | 0.427 | 99878 | 30985 | Distributed from 923 Generation And Fuel | 1925
1467 | 3560 | CA | Pit 4 | 267 | 1 | 0 | OP | HY | WAT | 51.7 | 0.433 | 196079 | 55744.5 | Distributed from 923 Generation And Fuel | 1955
1468 | 3561 | CA | Pit 4 | 267 | 2 | 0 | OP | HY | WAT | 51.7 | 0.433 | 196079 | 55744.5 | Distributed from 923 Generation And Fuel | 1955
1469 | 3562 | CA | Pit 5 | 268 | H1 | 0 | OP | HY | WAT | 38.2 | 0.474 | 158525.144 | 50362.492 | Distributed from 923 Generation And Fuel | 1944
1470 | 3563 | CA | Pit 5 | 268 | H2 | 0 | OP | HY | WAT | 38.2 | 0.474 | 158525.144 | 50362.492 | Distributed from 923 Generation And Fuel | 1944
1471 | 3564 | CA | Pit 5 | 268 | H3 | 0 | OP | HY | WAT | 33.2 | 0.474 | 137775.78 | 43770.542 | Distributed from 923 Generation And Fuel | 1944
1472 | 3565 | CA | Pit 5 | 268 | H4 | 0 | OP | HY | WAT | 32 | 0.474 | 132795.932 | 42188.475 | Distributed from 923 Generation And Fuel | 1944
1473 | 3566 | CA | Pit 6 | 269 | H1 | 0 | OP | HY | WAT | 39.6 | 0.452 | 156794.5 | 81915.5 | Distributed from 923 Generation And Fuel | 1965
1474 | 3567 | CA | Pit 6 | 269 | H2 | 0 | OP | HY | WAT | 39.6 | 0.452 | 156794.5 | 81915.5 | Distributed from 923 Generation And Fuel | 1965
1475 | 3568 | CA | Pit 7 | 270 | H1 | 0 | OP | HY | WAT | 57.6 | 0.44 | 222043.279 | 61625.18 | Distributed from 923 Generation And Fuel | 1965
1476 | 3569 | CA | Pit 7 | 270 | H2 | 0 | OP | HY | WAT | 52.2 | 0.44 | 201226.721 | 55847.82 | Distributed from 923 Generation And Fuel | 1965
1477 | 3570 | CA | Pitchess Cogen Station | 10478 | GEN1 | 0 | OP | CT | NG | 20.9 | 0.803 | 147030 | 68978.918 | EIA-923 Generator File | 1988
1478 | 3571 | CA | Pitchess Cogen Station | 10478 | GEN2 | 0 | OP | CA | NG | 7.4 | 0.566 | 36690 | 17213.061 | EIA-923 Generator File | 1988
1479 | 3579 | CA | Pixar - Emeryville | 59803 | PXR00 | 0 | OP | FC | NG | 1.1 | 0.805 | 7758 | 3640 | Distributed from 923 Generation And Fuel | 2014
1480 | 3580 | CA | Plant No 1 Orange County | 50696 | GEN1 | 0 | OP | IC | OBG | 2.5 | 0.588 | 12877.333 | 5524.667 | Distributed from 923 Generation And Fuel | 1993
1481 | 3581 | CA | Plant No 1 Orange County | 50696 | GEN2 | 0 | OP | IC | OBG | 2.5 | 0.588 | 12877.333 | 5524.667 | Distributed from 923 Generation And Fuel | 1993
1482 | 3582 | CA | Plant No 1 Orange County | 50696 | GEN3 | 0 | OP | IC | OBG | 2.5 | 0.588 | 12877.333 | 5524.667 | Distributed from 923 Generation And Fuel | 1993
1483 | 3583 | CA | Plant No 2 Orange County | 52099 | GEN1 | 0 | OP | IC | OBG | 3 | 0.391 | 10262.6 | 4400.2 | Distributed from 923 Generation And Fuel | 1993
1484 | 3584 | CA | Plant No 2 Orange County | 52099 | GEN2 | 0 | OP | IC | OBG | 3 | 0.391 | 10262.6 | 4400.2 | Distributed from 923 Generation And Fuel | 1993
1485 | 3585 | CA | Plant No 2 Orange County | 52099 | GEN3 | 0 | OP | IC | OBG | 3 | 0.391 | 10262.6 | 4400.2 | Distributed from 923 Generation And Fuel | 1993
1486 | 3586 | CA | Plant No 2 Orange County | 52099 | GEN4 | 0 | OP | IC | OBG | 3 | 0.391 | 10262.6 | 4400.2 | Distributed from 923 Generation And Fuel | 1993
1487 | 3587 | CA | Plant No 2 Orange County | 52099 | GEN5 | 0 | OP | IC | OBG | 3 | 0.391 | 10262.6 | 4400.2 | Distributed from 923 Generation And Fuel | 1993
1488 | 3588 | CA | Plant No 2 Orange County | 52099 | GEN6 | 0 | OP | ST | OBG | 1 | 0.133 | 1162 | 545.152 | EIA-923 Generator File | 1993
1489 | 3589 | CA | Pleasant Valley Hydro | 402 | 1 | 0 | OP | HY | WAT | 3.2 | 0.122 | 3424 | 1789 | Distributed from 923 Generation And Fuel | 1958
1490 | 3590 | CA | Ples I | 10479 | T101 | 0 | OP | BT | GEO | 5 | 0.661 | 28944 | 12368 | Distributed from 923 Generation And Fuel | 1990
1491 | 3591 | CA | Ples I | 10479 | T102 | 0 | OP | BT | GEO | 5 | 0.661 | 28944 | 12368 | Distributed from 923 Generation And Fuel | 1990
1492 | 3592 | CA | Ples I | 10479 | T103 | 0 | OP | BT | GEO | 5 | 0.661 | 28944 | 12368 | Distributed from 923 Generation And Fuel | 1990
1493 | 3593 | CA | Poe | 272 | 1 | 0 | OP | HY | WAT | 71.4 | 0.345 | 215612 | 87339.5 | Distributed from 923 Generation And Fuel | 1958
1494 | 3594 | CA | Poe | 272 | 2 | 0 | OP | HY | WAT | 71.4 | 0.345 | 215612 | 87339.5 | Distributed from 923 Generation And Fuel | 1958
1495 | 3596 | CA | Ponderosa Bailey Creek | 10709 | GEN1 | 0 | OP | HY | WAT | 1.1 | 0.365 | 3515 | 1836 | Distributed from 923 Generation And Fuel | 1990
1496 | 3597 | CA | Poole | 353 | 1 | 0 | OP | HY | WAT | 11.3 | 0.307 | 30359 | 15861 | Distributed from 923 Generation And Fuel | 1924
1497 | 3598 | CA | Port of LA Solar FiT Project | 61319 | W4885 | 0 | OP | PV | SUN | 1.1 | 0 | 0 | 0 | Distributed from 923 Generation And Fuel | 2015
1498 | 3599 | CA | Portal | 354 | 1 | 0 | OP | HY | WAT | 10.8 | 0.116 | 11019 | 5757 | Distributed from 923 Generation And Fuel | 1956
1499 | 3603 | CA | Porterville 6 and 7 | 59219 | PV1 | 0 | OP | PV | SUN | 1.5 | 0.226 | 2968 | 1579 | Distributed from 923 Generation And Fuel | 2014
1500 | 3604 | CA | Porterville 6 and 7 | 59219 | PV2 | 0 | OP | PV | SUN | 1.5 | 0.226 | 2968 | 1579 | Distributed from 923 Generation And Fuel | 2014
1501 | 3605 | CA | Porterville Solar | 58309 | 1 | 0 | OP | PV | SUN | 1 | 0.227 | 1992.857 | 1060.286 | Distributed from 923 Generation And Fuel | 2014
1502 | 3606 | CA | Porterville Solar | 58309 | 2 | 0 | OP | PV | SUN | 1 | 0.227 | 1992.857 | 1060.286 | Distributed from 923 Generation And Fuel | 2014
1503 | 3607 | CA | Porterville Solar | 58309 | 5 | 0 | OP | PV | SUN | 1.5 | 0.227 | 2989.286 | 1590.429 | Distributed from 923 Generation And Fuel | 2014
1504 | 3611 | CA | Potrero Hills Energy Producers | 59952 | 1 | 0 | OP | IC | LFG | 1.6 | 0.611 | 8565.2 | 4836.4 | Distributed from 923 Generation And Fuel | 2016
1505 | 3612 | CA | Potrero Hills Energy Producers | 59952 | 2 | 0 | OP | IC | LFG | 1.6 | 0.611 | 8565.2 | 4836.4 | Distributed from 923 Generation And Fuel | 2016
1506 | 3613 | CA | Potrero Hills Energy Producers | 59952 | 3 | 0 | OP | IC | LFG | 1.6 | 0.611 | 8565.2 | 4836.4 | Distributed from 923 Generation And Fuel | 2016
1507 | 3614 | CA | Potrero Hills Energy Producers | 59952 | 4 | 0 | OP | IC | LFG | 1.6 | 0.611 | 8565.2 | 4836.4 | Distributed from 923 Generation And Fuel | 2016
1508 | 3615 | CA | Potrero Hills Energy Producers | 59952 | 5 | 0 | OP | IC | LFG | 1.6 | 0.611 | 8565.2 | 4836.4 | Distributed from 923 Generation And Fuel | 2016
1509 | 3616 | CA | Potter Valley | 274 | 1 | 0 | OP | HY | WAT | 4.4 | 0.101 | 3903.83 | 2039.447 | Distributed from 923 Generation And Fuel | 1939
1510 | 3617 | CA | Potter Valley | 274 | 2 | 0 | OP | HY | WAT | 2 | 0.101 | 1774.468 | 927.021 | Distributed from 923 Generation And Fuel | 1910
1511 | 3618 | CA | Potter Valley | 274 | 3 | 0 | OP | HY | WAT | 3 | 0.101 | 2661.702 | 1390.532 | Distributed from 923 Generation And Fuel | 1917
1512 | 3619 | CA | Power Generation Station (PGS) 2 | 57696 | 1 | 0 | OP | GT | OBG | 4.6 | 0.702 | 28292 | 12047 | Distributed from 923 Generation And Fuel | 2011
1513 | 3620 | CA | Powhatan Solar Power Generation Station 1 LLC | 58611 | 1 | 0 | OP | PV | SUN | 1.5 | 0.342 | 4495 | 2391 | Distributed from 923 Generation And Fuel | 2013
1514 | 3623 | CA | Prima Plant | 55601 | UNT1 | 0 | OP | IC | LFG | 3 | 0.926 | 24336.5 | 10362.5 | Distributed from 923 Generation And Fuel | 1999
1515 | 3624 | CA | Prima Plant | 55601 | UNT2 | 0 | OP | IC | LFG | 3 | 0.926 | 24336.5 | 10362.5 | Distributed from 923 Generation And Fuel | 1999
1516 | 3625 | CA | Puente Hills Energy Recovery | 10472 | GEN1 | 2 | OP | ST | LFG | 50 | 0.599 | 262567 | 121670 | EIA-923 Generator File | 1986
1517 | 3631 | CA | Pumpjack Solar I | 59322 | GEN1 | 0 | OP | PV | SUN | 20 | 0.284 | 49814 | 26501 | Distributed from 923 Generation And Fuel | 2015
1518 | 3632 | CA | Putah Creek Solar Farm | 59550 | PCSF | 0 | OP | PV | SUN | 2 |  |  |  |  | 2014
1519 | 3634 | CA | Q Plant | 59457 | Q-TG1 | 0 | OP | GT | NG | 4.6 | 0.874 | 35215 | 16521 | Distributed from 923 Generation And Fuel | 2013
1520 | 3635 | CA | Quinto Solar PV Project | 59339 | SSC13 | 0 | OP | PV | SUN | 108 | 0.297 | 280955 | 162581 | Distributed from 923 Generation And Fuel | 2015
1521 | 3636 | CA | R C Kirkwood | 382 | 1 | 0 | OP | HY | WAT | 39.5 | 0.561 | 194074.273 | 90155.074 | Distributed from 923 Generation And Fuel | 1967
1522 | 3637 | CA | R C Kirkwood | 382 | 2 | 0 | OP | HY | WAT | 39.5 | 0.561 | 194074.273 | 90155.074 | Distributed from 923 Generation And Fuel | 1967
1523 | 3638 | CA | R C Kirkwood | 382 | 3 | 0 | OP | HY | WAT | 36.5 | 0.561 | 179334.455 | 83307.853 | Distributed from 923 Generation And Fuel | 1987
1524 | 3639 | CA | R E Badger Filtration Plant | 50147 | 1 | 0 | OP | HY | WAT | 1.4 | 0 | 0 | 0 | Distributed from 923 Generation And Fuel | 1987
1525 | 3640 | CA | Radiance Solar 4 | 58354 | 1 | 0 | OP | PV | SUN | 1.5 | 0.256 | 3367 | 1791 | Distributed from 923 Generation And Fuel | 2013
1526 | 3641 | CA | Radiance Solar 5 | 58355 | 1 | 0 | OP | PV | SUN | 1.5 | 0.255 | 3349 | 1782 | Distributed from 923 Generation And Fuel | 2013
1527 | 3642 | CA | Ralston | 427 | 1 | 0 | OP | HY | WAT | 79.2 | 0.578 | 400971 | 209483 | Distributed from 923 Generation And Fuel | 1966
1528 | 3643 | CA | Ramona 1 | 58909 | RAM1 | 0 | OP | PV | SUN | 2 | 0.277 | 4857 | 2584 | Distributed from 923 Generation And Fuel | 2013
1529 | 3644 | CA | Ramona 2 | 58911 | RAM2 | 0 | OP | PV | SUN | 5 | 0.269 | 11767 | 6260 | Distributed from 923 Generation And Fuel | 2013
1530 | 3646 | CA | Rancho Cucamonga Dist #1 | 59540 | 2 | 0 | OP | PV | SUN | 1.8 | 0.207 | 3265 | 1737 | Distributed from 923 Generation And Fuel | 2015
1531 | 3647 | CA | Rancho Penasquitos | 56615 | G100 | 0 | OP | HY | WAT | 4.6 | 0.22 | 8861 | 4630 | Distributed from 923 Generation And Fuel | 2007
1532 | 3650 | CA | Rancho Seco Solar, LLC | 60226 | GEN01 | 0 | OP | PV | SUN | 10.8 | 0.083 | 7881 | 3976 | Distributed from 923 Generation And Fuel | 2016
1533 | 3651 | CA | RCWD PV Project | 60426 | RCWD | 0 | OP | PV | SUN | 5 | 0.119 | 5203 | 3490 | Distributed from 923 Generation And Fuel | 2016
1534 | 3652 | CA | RCWMD Badlands Landfill Gas Project | 55820 | GEN1 | 0 | OP | IC | LFG | 1.3 | 0.545 | 6208 | 2643 | Distributed from 923 Generation And Fuel | 2001
1535 | 3654 | CA | RE Adams East, LLC | 58984 | 1 | 0 | OP | PV | SUN | 19 | 0.3 | 49881 | 26537 | Distributed from 923 Generation And Fuel | 2014
1536 | 3655 | CA | RE Astoria | 59976 | ASTR1 | 0 | OP | PV | SUN | 100 | 0.118 | 103305 | 51127 | Distributed from 923 Generation And Fuel | 2016
1537 | 3656 | CA | RE Astoria 2 | 59977 | ASTR2 | 0 | OP | PV | SUN | 75 | 0.082 | 53897 | 14330 | Distributed from 923 Generation And Fuel | 2016
1538 | 3657 | CA | RE Barren Ridge 1 | 60389 | REBR1 | 0 | OP | PV | SUN | 60 | 0.175 | 92126 | 61051 | Distributed from 923 Generation And Fuel | 2016
1539 | 3658 | CA | RE Bruceville 1 | 57783 | BRU1 | 0 | OP | PV | SUN | 5 | 0.276 | 12080 | 6427 | Distributed from 923 Generation And Fuel | 2012
1540 | 3659 | CA | RE Bruceville 2 | 57784 | BRU2 | 0 | OP | PV | SUN | 5 | 0.273 | 11939 | 6352 | Distributed from 923 Generation And Fuel | 2012
1541 | 3660 | CA | RE Bruceville 3 | 57785 | BRU3 | 0 | OP | PV | SUN | 5 | 0.276 | 12067 | 6420 | Distributed from 923 Generation And Fuel | 2012
1542 | 3661 | CA | RE Camelot LLC | 58983 | 1 | 0 | OP | PV | SUN | 45 | 0.334 | 131769 | 69556 | Distributed from 923 Generation And Fuel | 2014
1543 | 3662 | CA | RE Columbia Two, LLC | 58990 | 1 | 0 | OP | PV | SUN | 15 | 0.337 | 44240 | 23536 | Distributed from 923 Generation And Fuel | 2014
1544 | 3663 | CA | RE Dillard 1 | 57777 | DL1 | 0 | OP | PV | SUN | 3 | 0.27 | 7106 | 3780 | Distributed from 923 Generation And Fuel | 2012
1545 | 3664 | CA | RE Dillard 2 | 57779 | DIL2 | 0 | OP | PV | SUN | 3 | 0.267 | 7006 | 3727 | Distributed from 923 Generation And Fuel | 2012
1546 | 3665 | CA | RE Dillard 3 | 57781 | DIL3 | 0 | OP | PV | SUN | 3 | 0.265 | 6962 | 3704 | Distributed from 923 Generation And Fuel | 2012
1547 | 3666 | CA | RE Dillard 4 | 57806 | DIL4 | 0 | OP | PV | SUN | 0.4 | 0.241 | 845 | 450 | Distributed from 923 Generation And Fuel | 2012
1548 | 3667 | CA | RE Garland | 60233 | PV2 | 0 | OP | PV | SUN | 185 | 0.034 | 54915 | 0 | Distributed from 923 Generation And Fuel | 2016
1549 | 3668 | CA | RE Garland A | 60386 | PV1 | 0 | OP | PV | SUN | 20 | 0.124 | 21784 | 7038 | Distributed from 923 Generation And Fuel | 2016
1550 | 3674 | CA | RE Kammerer 1 | 57778 | KAM1 | 0 | OP | PV | SUN | 5 | 0.276 | 12110 | 6442 | Distributed from 923 Generation And Fuel | 2012
1551 | 3675 | CA | RE Kammerer 2 | 57780 | KAM2 | 0 | OP | PV | SUN | 5 | 0.273 | 11964 | 6365 | Distributed from 923 Generation And Fuel | 2012
1552 | 3676 | CA | RE Kammerer 3 | 57782 | KAM3 | 0 | OP | PV | SUN | 5 | 0.273 | 11967 | 6366 | Distributed from 923 Generation And Fuel | 2012
1553 | 3677 | CA | RE Kansas Solar, LLC | 58985 | 1 | 0 | OP | PV | SUN | 20 | 0.307 | 53739 | 28589 | Distributed from 923 Generation And Fuel | 2014
1554 | 3678 | CA | RE Kansas South LLC | 58148 | KS | 0 | OP | PV | SUN | 20 | 0.303 | 53052 | 28223 | Distributed from 923 Generation And Fuel | 2013
1555 | 3679 | CA | RE Kent South, LLC | 58991 | 1 | 0 | OP | PV | SUN | 20 | 0.305 | 53478 | 28450 | Distributed from 923 Generation And Fuel | 2014
1556 | 3680 | CA | RE McKenzie 1 | 57816 | MCK1 | 0 | OP | PV | SUN | 5 | 0.281 | 12316 | 6552 | Distributed from 923 Generation And Fuel | 2012
1557 | 3681 | CA | RE McKenzie 2 | 57817 | MCK2 | 0 | OP | PV | SUN | 5 | 0.281 | 12298 | 6542 | Distributed from 923 Generation And Fuel | 2012
1558 | 3682 | CA | RE McKenzie 3 | 57818 | MCK3 | 0 | OP | PV | SUN | 5 | 0.282 | 12358 | 6574 | Distributed from 923 Generation And Fuel | 2012
1559 | 3683 | CA | RE McKenzie 4 | 57819 | MCK4 | 0 | OP | PV | SUN | 5 | 0.274 | 12000 | 6384 | Distributed from 923 Generation And Fuel | 2012
1560 | 3684 | CA | RE McKenzie 5 | 57820 | MCK5 | 0 | OP | PV | SUN | 5 | 0.284 | 12433 | 6614 | Distributed from 923 Generation And Fuel | 2012
1561 | 3685 | CA | RE McKenzie 6 | 57821 | MCK6 | 0 | OP | PV | SUN | 5 | 0.282 | 12371 | 6581 | Distributed from 923 Generation And Fuel | 2012
1562 | 3686 | CA | RE Mustang LLC | 59150 | PV1 | 0 | OP | PV | SUN | 100 | 0.242 | 211657 | 145724 | Distributed from 923 Generation And Fuel | 2016
1563 | 3687 | CA | RE Old River One, LLC | 58986 | 1 | 0 | OP | PV | SUN | 20 | 0.292 | 51088 | 27179 | Distributed from 923 Generation And Fuel | 2014
1564 | 3689 | CA | RE Tranquillity | 59939 | TQ | 0 | OP | PV | SUN | 205.3 | 0.116 | 207829 | 119089 | Distributed from 923 Generation And Fuel | 2016
1565 | 3690 | CA | RE Victor Phelan Solar One LLC | 58202 | VPS1 | 0 | OP | PV | SUN | 20 | 0.284 | 49702 | 26441 | Distributed from 923 Generation And Fuel | 2013
1566 | 3691 | CA | Red Bluff | 56184 | IC1 | 0 | OP | IC | NG | 2.9 | 0.062 | 1577.563 | 740.125 | Distributed from 923 Generation And Fuel | 2001
1567 | 3692 | CA | Red Bluff | 56184 | IC10 | 0 | OP | IC | NG | 2.9 | 0.062 | 1577.563 | 740.125 | Distributed from 923 Generation And Fuel | 2001
1568 | 3693 | CA | Red Bluff | 56184 | IC11 | 0 | OP | IC | NG | 2.9 | 0.062 | 1577.563 | 740.125 | Distributed from 923 Generation And Fuel | 2001
1569 | 3694 | CA | Red Bluff | 56184 | IC12 | 0 | OP | IC | NG | 2.9 | 0.062 | 1577.563 | 740.125 | Distributed from 923 Generation And Fuel | 2001
1570 | 3695 | CA | Red Bluff | 56184 | IC13 | 0 | OP | IC | NG | 2.9 | 0.062 | 1577.563 | 740.125 | Distributed from 923 Generation And Fuel | 2001
1571 | 3696 | CA | Red Bluff | 56184 | IC14 | 0 | OP | IC | NG | 2.9 | 0.062 | 1577.563 | 740.125 | Distributed from 923 Generation And Fuel | 2001
1572 | 3697 | CA | Red Bluff | 56184 | IC15 | 0 | OP | IC | NG | 2.9 | 0.062 | 1577.563 | 740.125 | Distributed from 923 Generation And Fuel | 2001
1573 | 3698 | CA | Red Bluff | 56184 | IC16 | 0 | OP | IC | NG | 2.9 | 0.062 | 1577.563 | 740.125 | Distributed from 923 Generation And Fuel | 2001
1574 | 3699 | CA | Red Bluff | 56184 | IC2 | 0 | OP | IC | NG | 2.9 | 0.062 | 1577.563 | 740.125 | Distributed from 923 Generation And Fuel | 2001
1575 | 3700 | CA | Red Bluff | 56184 | IC3 | 0 | OP | IC | NG | 2.9 | 0.062 | 1577.563 | 740.125 | Distributed from 923 Generation And Fuel | 2001
1576 | 3701 | CA | Red Bluff | 56184 | IC4 | 0 | OP | IC | NG | 2.9 | 0.062 | 1577.563 | 740.125 | Distributed from 923 Generation And Fuel | 2001
1577 | 3702 | CA | Red Bluff | 56184 | IC5 | 0 | OP | IC | NG | 2.9 | 0.062 | 1577.563 | 740.125 | Distributed from 923 Generation And Fuel | 2001
1578 | 3703 | CA | Red Bluff | 56184 | IC6 | 0 | OP | IC | NG | 2.9 | 0.062 | 1577.563 | 740.125 | Distributed from 923 Generation And Fuel | 2001
1579 | 3704 | CA | Red Bluff | 56184 | IC7 | 0 | OP | IC | NG | 2.9 | 0.062 | 1577.563 | 740.125 | Distributed from 923 Generation And Fuel | 2001
1580 | 3705 | CA | Red Bluff | 56184 | IC8 | 0 | OP | IC | NG | 2.9 | 0.062 | 1577.563 | 740.125 | Distributed from 923 Generation And Fuel | 2001
1581 | 3706 | CA | Red Bluff | 56184 | IC9 | 0 | OP | IC | NG | 2.9 | 0.062 | 1577.563 | 740.125 | Distributed from 923 Generation And Fuel | 2001
1582 | 3707 | CA | Red Mountain | 484 | 1 | 0 | OP | HY | WAT | 5.9 | 0.495 | 25595 | 13372 | Distributed from 923 Generation And Fuel | 1985
1583 | 3708 | CA | Redcrest Solar Farm | 58831 | PV-1 | 0 | OP | PV | SUN | 16.6 | 0.278 | 40454 | 21521 | Distributed from 923 Generation And Fuel | 2015
1584 | 3709 | CA | Redding Power | 7307 | 1 | 0 | OP | GT | NG | 18 | 0.005 | 786.341 | 369.024 | Distributed from 923 Generation And Fuel | 1996
1585 | 3710 | CA | Redding Power | 7307 | 2 | 0 | OP | GT | NG | 27.9 | 0.005 | 1218.829 | 571.988 | Distributed from 923 Generation And Fuel | 1996
1586 | 3711 | CA | Redding Power | 7307 | 3 | 0 | OP | GT | NG | 27.9 | 0.005 | 1218.829 | 571.988 | Distributed from 923 Generation And Fuel | 1996
1587 | 3712 | CA | Redding Power | 7307 | 4 | 1 | OP | CA | NG | 26.8 | 0.344 | 80836 | 29908 | EIA-923 Generator File | 1989
1588 | 3713 | CA | Redding Power | 7307 | 5 | 0 | OP | CT | NG | 40 | 0.203 | 71119 | 21026 | EIA-923 Generator File | 2002
1589 | 3714 | CA | Redding Power | 7307 | 6 | 0 | OP | CT | NG | 42.5 | 0.397 | 147983 | 60866 | EIA-923 Generator File | 2011
1590 | 3716 | CA | Regional Wastewater Control Facility | 56134 | 0101 | 0 | OP | IC | NG | 1 | 0.305 | 2669.375 | 1174.375 | Distributed from 923 Generation And Fuel | 2000
1591 | 3717 | CA | Regional Wastewater Control Facility | 56134 | 0301 | 0 | OP | IC | NG | 1 | 0.305 | 2669.375 | 1174.375 | Distributed from 923 Generation And Fuel | 2000
1592 | 3718 | CA | Regional Wastewater Control Facility | 56134 | 0401 | 0 | OP | IC | NG | 1 | 0.305 | 2669.375 | 1174.375 | Distributed from 923 Generation And Fuel | 2000
1593 | 3720 | CA | Regulus Solar Project | 57650 | FRV4 | 0 | OP | PV | SUN | 60 | 0.287 | 150982 | 88160 | Distributed from 923 Generation And Fuel | 2014
1594 | 3721 | CA | RET Modesto Solar | 58039 | 1 | 0 | OP | PV | SUN | 25 | 0.293 | 64273 | 37512 | Distributed from 923 Generation And Fuel | 2012
1595 | 3723 | CA | Richmond Cogen | 52109 | GEN1 | 0 | OP | CT | NG | 62.6 | 0.77 | 422240 | 179235 | EIA-923 Generator File | 1992
1596 | 3724 | CA | Richmond Cogen | 52109 | GEN2 | 0 | OP | CT | NG | 62.6 | 0.727 | 398472 | 169432 | EIA-923 Generator File | 1992
1597 | 3725 | CA | Richmond Cogen | 52109 | GEN5 | 2 | OP | CA | OG | 30.4 | 0.3 | 79860 | 40485 | EIA-923 Generator File | 2006
1598 | 3731 | CA | Ridgetop | 54931 | WGN1 | 0 | OP | WT | WND | 46.8 | 0.371 | 151962 | 74618 | Distributed from 923 Generation And Fuel | 1994
1599 | 3732 | CA | Ridgetop Energy LLC | 10597 | WGN1 | 0 | OP | WT | WND | 29 | 0.219 | 55674 | 27212 | Distributed from 923 Generation And Fuel | 1984
1600 | 3733 | CA | Rio Bravo Fresno | 10767 | GEN1 | 1 | OP | ST | WDS | 28 | 0.738 | 181084 | 71276 | EIA-923 Generator File | 1988
1601 | 3735 | CA | Rio Bravo Hydro Project | 50037 | UNT2 | 0 | OP | HY | WAT | 7 | 0.099 | 6100.5 | 3187 | Distributed from 923 Generation And Fuel | 1989
1602 | 3737 | CA | Rio Bravo Rocklin | 10772 | GEN1 | 1 | OP | ST | WDS | 27.9 | 0.692 | 169051 | 69261 | EIA-923 Generator File | 1989
1603 | 3738 | CA | Rio Bravo Solar 1 LLC | 59249 | PV1 | 0 | OP | PV | SUN | 20 | 0.004 | 701 | 0 | Distributed from 923 Generation And Fuel | 2016
1604 | 3739 | CA | Rio Bravo Solar II LLC | 59250 | PV1 | 0 | OP | PV | SUN | 20 | 0.001 | 107 | 0 | Distributed from 923 Generation And Fuel | 2016
1605 | 3740 | CA | Rio Grande Solar | 58500 | RIO | 0 | OP | PV | SUN | 5 | 0.265 | 11591 | 6166 | Distributed from 923 Generation And Fuel | 2013
1606 | 3741 | CA | Rio Hondo | 482 | 1 | 0 | OP | HY | WAT | 1.9 | 0.104 | 1737 | 907 | Distributed from 923 Generation And Fuel | 1984
1607 | 3742 | CA | Ripon Generation Station | 56135 | 1 | 0 | OP | GT | NG | 60.5 | 0.065 | 34581.5 | 16224 | Distributed from 923 Generation And Fuel | 2006
1608 | 3743 | CA | Ripon Generation Station | 56135 | 2 | 0 | OP | GT | NG | 60.5 | 0.065 | 34581.5 | 16224 | Distributed from 923 Generation And Fuel | 2006
1609 | 3744 | CA | Rising Tree Wind Farm | 57621 | GEN1 | 0 | OP | WT | WND | 79.2 | 0.351 | 243489 | 139211 | Distributed from 923 Generation And Fuel | 2015
1610 | 3745 | CA | Rising Tree Wind Farm II | 59235 | GEN1 | 0 | OP | WT | WND | 19.8 | 0.341 | 59197 | 32575 | Distributed from 923 Generation And Fuel | 2015
1611 | 3746 | CA | Rising Tree Wind Farm III | 59236 | GEN1 | 0 | OP | WT | WND | 99 | 0.37 | 321253 | 181079 | Distributed from 923 Generation And Fuel | 2015
1612 | 3747 | CA | Riverside Energy Resource Center | 56143 | 1 | 0 | OP | GT | NG | 50 | 0.041 | 17817.602 | 8359.184 | Distributed from 923 Generation And Fuel | 2006
1613 | 3748 | CA | Riverside Energy Resource Center | 56143 | 2 | 0 | OP | GT | NG | 50 | 0.041 | 17817.602 | 8359.184 | Distributed from 923 Generation And Fuel | 2006
1614 | 3749 | CA | Riverside Energy Resource Center | 56143 | 3 | 0 | OP | GT | NG | 48 | 0.041 | 17104.898 | 8024.816 | Distributed from 923 Generation And Fuel | 2011
1615 | 3750 | CA | Riverside Energy Resource Center | 56143 | 4 | 0 | OP | GT | NG | 48 | 0.041 | 17104.898 | 8024.816 | Distributed from 923 Generation And Fuel | 2011
1616 | 3751 | CA | Riverside RWQCP Fuel Cell | 59877 | MB20 | 0 | OP | FC | OBG | 1.4 | 0.301 | 3691 | 1491 | Distributed from 923 Generation And Fuel | 2016
1617 | 3752 | CA | Riverview Energy Center | 55963 | CTG1 | 0 | OP | GT | NG | 47 | 0.044 | 18119 | 8501 | Distributed from 923 Generation And Fuel | 2003
1618 | 3753 | CA | Roaring Creek Water Power | 10881 | GEN1 | 0 | OP | HY | WAT | 2 | 0.368 | 6441 | 3365 | Distributed from 923 Generation And Fuel | 1986
1619 | 3754 | CA | Robbs Peak | 433 | 1 | 0 | OP | HY | WAT | 25.5 | 0.242 | 53967 | 28194 | Distributed from 923 Generation And Fuel | 1965
1620 | 3755 | CA | Robert O Schulz Solar Farm | 57579 | 1 | 0 | OP | PV | SUN | 0.9 | 0.24 | 1891.385 | 1005.923 | Distributed from 923 Generation And Fuel | 2008
1621 | 3756 | CA | Robert O Schulz Solar Farm | 57579 | 2 | 0 | OP | PV | SUN | 0.4 | 0.24 | 840.615 | 447.077 | Distributed from 923 Generation And Fuel | 2009
1622 | 3757 | CA | Rock Creek | 275 | H1 | 0 | OP | HY | WAT | 63 | 0.314 | 173414.5 | 54154.5 | Distributed from 923 Generation And Fuel | 1950
1623 | 3758 | CA | Rock Creek | 275 | H2 | 0 | OP | HY | WAT | 63 | 0.314 | 173414.5 | 54154.5 | Distributed from 923 Generation And Fuel | 1950
1624 | 3760 | CA | Rock Creek LP | 50892 | GEN1 | 0 | OP | HY | WAT | 1.5 | 0.049 | 643 | 336 | Distributed from 923 Generation And Fuel | 1986
1625 | 3761 | CA | Rock Creek LP | 50892 | GEN2 | 0 | OP | HY | WAT | 1.5 | 0.049 | 643 | 336 | Distributed from 923 Generation And Fuel | 1986
1626 | 3762 | CA | Rockwood | 7824 | 1 | 0 | OP | GT | NG | 24.9 | 0.004 | 784.5 | 409.5 | Distributed from 923 Generation And Fuel | 1979
1627 | 3763 | CA | Rockwood | 7824 | 2 | 0 | OP | GT | DFO | 24.9 | 0.004 | 784.5 | 409.5 | Distributed from 923 Generation And Fuel | 1980
1628 | 3764 | CA | Rodeo Solar C2 | 58751 | RSC2 | 0 | OP | PV | SUN | 1.5 | 0.283 | 3715 | 1976 | Distributed from 923 Generation And Fuel | 2014
1629 | 3765 | CA | Rodeo Solar D2 | 58752 | RSD2 | 0 | OP | PV | SUN | 1.5 | 0.288 | 3788 | 2015 | Distributed from 923 Generation And Fuel | 2014
1630 | 3766 | CA | Rohr Inc, a UTC Aerospace Systems Company | 57713 | 151 | 0 | OP | IC | NG | 3.2 | 0.25 | 7012 | 3317.333 | Distributed from 923 Generation And Fuel | 2002
1631 | 3767 | CA | Rohr Inc, a UTC Aerospace Systems Company | 57713 | 152 | 0 | OP | IC | NG | 3.2 | 0.25 | 7012 | 3317.333 | Distributed from 923 Generation And Fuel | 2002
1632 | 3768 | CA | Rohr Inc, a UTC Aerospace Systems Company | 57713 | 153 | 0 | OP | IC | NG | 3.2 | 0.25 | 7012 | 3317.333 | Distributed from 923 Generation And Fuel | 2002
1633 | 3769 | CA | Roll Delano | 58297 | ROL4 | 0 | OP | FC | NG | 1.1 | 0.665 | 6409 | 3007 | Distributed from 923 Generation And Fuel | 2012
1634 | 3770 | CA | Roll Delano 2 | 58296 | ROL6 | 0 | OP | FC | NG | 1 | 0.712 | 6234 | 2925 | Distributed from 923 Generation And Fuel | 2012
1635 | 3771 | CA | Roll Lost Hills | 58298 | ROL3 | 0 | OP | FC | NG | 1.1 | 0.774 | 7462 | 3501 | Distributed from 923 Generation And Fuel | 2012
1636 | 3772 | CA | Rollins | 34 | 1P | 0 | OP | HY | WAT | 12.1 | 0.702 | 74461 | 38901 | Distributed from 923 Generation And Fuel | 1980
1637 | 3773 | CA | Rosamond One | 58498 | RONE | 0 | OP | PV | SUN | 20 | 0.338 | 59218 | 31504 | Distributed from 923 Generation And Fuel | 2014
1638 | 3774 | CA | Rosamond Two | 58499 | RTWO | 0 | OP | PV | SUN | 20 | 0.286 | 50132 | 26670 | Distributed from 923 Generation And Fuel | 2014
1639 | 3775 | CA | Roseburg Forest Products Biomass | 56469 | 1 | 1 | OP | ST | WDS | 13.4 | 0.562 | 66013 | 27178 | EIA-923 Generator File | 1989
1640 | 3778 | CA | Roseville Energy Park | 56298 | 0001 | 0 | OP | CT | NG | 42 | 0.345 | 126981.5 | 85512 | Distributed from 923 Generation And Fuel | 2007
1641 | 3779 | CA | Roseville Energy Park | 56298 | 0002 | 0 | OP | CT | NG | 42 | 0.345 | 126981.5 | 85512 | Distributed from 923 Generation And Fuel | 2007
1642 | 3780 | CA | Roseville Energy Park | 56298 | 0003 | 2 | OP | CA | NG | 80 | 0.193 | 135539 | 98270 | Distributed from 923 Generation And Fuel | 2007
1643 | 3781 | CA | RPI Fuel Cell LLC | 57419 | 0001 | 0 | OP | FC | NG | 3 | 0.146 | 3834 | 1799 | Distributed from 923 Generation And Fuel | 2013
1644 | 3782 | CA | Rudy Solar, LLC | 59410 | SNL19 | 0 | OP | PV | SUN | 1.5 | 0.339 | 4456 | 2371 | Distributed from 923 Generation And Fuel | 2014
1645 | 3784 | CA | Rush Creek | 357 | 1 | 0 | OP | HY | WAT | 5.9 | 0.4 | 20696.84 | 10812.763 | Distributed from 923 Generation And Fuel | 1916
1646 | 3785 | CA | Rush Creek | 357 | 2 | 0 | OP | HY | WAT | 7.2 | 0.4 | 25257.16 | 13195.237 | Distributed from 923 Generation And Fuel | 1917
1647 | 3786 | CA | Russell City Energy Center | 56467 | CTG1 | 0 | OP | CT | NG | 200 | 0.137 | 239972 | 116901 | EIA-923 Generator File | 2013
1648 | 3787 | CA | Russell City Energy Center | 56467 | CTG2 | 0 | OP | CT | NG | 200 | 0.157 | 274446 | 145278 | EIA-923 Generator File | 2013
1649 | 3788 | CA | Russell City Energy Center | 56467 | STG1 | 2 | OP | CA | NG | 255 | 0.122 | 272528 | 137221 | EIA-923 Generator File | 2013
1650 | 3789 | CA | Rutan | 58449 | 1 | 0 | OP | PV | SUN | 1.5 | 0.12 | 1576.5 | 838.875 | Distributed from 923 Generation And Fuel | 2014
1651 | 3790 | CA | Rutan | 58449 | 2 | 0 | OP | PV | SUN | 1.5 | 0.12 | 1576.5 | 838.875 | Distributed from 923 Generation And Fuel | 2014
1652 | 3791 | CA | Rutan | 58449 | 3 | 0 | OP | PV | SUN | 1 | 0.12 | 1051 | 559.25 | Distributed from 923 Generation And Fuel | 2014
1653 | 3792 | CA | Sacramento (SMUD) | 59323 | SMUPV | 0 | OP | PV | SUN | 1.5 | 0.166 | 2184 | 1162 | Distributed from 923 Generation And Fuel | 2014
1654 | 3793 | CA | Sacramento Fairbain Water Treatment Plan | 58636 | 1 | 0 | OP | PV | SUN | 1 | 0.149 | 1309 | 696 | Distributed from 923 Generation And Fuel | 2013
1655 | 3795 | CA | Sacramento Soleil LLC | 56875 | TBD | 0 | OP | PV | SUN | 1 | 0.192 | 1683 | 895 | Distributed from 923 Generation And Fuel | 2008
1656 | 3796 | CA | Saint Agnes Medical Center | 54800 | 9911 | 0 | OP | GT | NG | 3.5 | 0.441 | 13528.5 | 6347 | Distributed from 923 Generation And Fuel | 2001
1657 | 3797 | CA | Saint Agnes Medical Center | 54800 | 9929 | 0 | OP | GT | NG | 3.5 | 0.441 | 13528.5 | 6347 | Distributed from 923 Generation And Fuel | 2001
1658 | 3799 | CA | Saint Johns Health Center | 50610 | 01 | 0 | OP | GT | NG | 1.2 | 0.001 | 13 | 6 | Distributed from 923 Generation And Fuel | 1992
1659 | 3800 | CA | Salinas River Cogeneration | 50865 | K100 | 0 | OP | GT | NG | 38.9 | 0.868 | 295739 | 138746 | Distributed from 923 Generation And Fuel | 1991
1660 | 3801 | CA | Salt Springs | 279 | 1 | 0 | OP | HY | WAT | 12.3 | 0.475 | 51218.664 | 26758.65 | Distributed from 923 Generation And Fuel | 1931
1661 | 3802 | CA | Salt Springs | 279 | 2 | 0 | OP | HY | WAT | 29.7 | 0.475 | 123674.336 | 64612.35 | Distributed from 923 Generation And Fuel | 1953
1662 | 3803 | CA | Salton Sea Power Gen Co - Unit 2 | 10879 | GEN1 | 0 | OP | ST | GEO | 11.5 | 0.515 | 51904.675 | 22178.9 | Distributed from 923 Generation And Fuel | 1990
1663 | 3804 | CA | Salton Sea Power Gen Co - Unit 2 | 10879 | GEN2 | 0 | OP | ST | GEO | 5 | 0.515 | 22567.25 | 9643 | Distributed from 923 Generation And Fuel | 1990
1664 | 3805 | CA | Salton Sea Power Gen Co - Unit 2 | 10879 | GEN3 | 0 | OP | ST | GEO | 3.5 | 0.515 | 15797.075 | 6750.1 | Distributed from 923 Generation And Fuel | 1990
1665 | 3806 | CA | Salton Sea Power Gen Co - Unit 3 | 10759 | GEN1 | 0 | OP | ST | GEO | 53.9 | 0.64 | 302287 | 129169 | Distributed from 923 Generation And Fuel | 1989
1666 | 3807 | CA | Salton Sea Power Gen Co - Unit 4 | 54996 | 4100 | 0 | OP | ST | GEO | 47.5 | 0.632 | 263020 | 112390 | Distributed from 923 Generation And Fuel | 1996
1667 | 3808 | CA | Salton Sea Power Gen Co Unit 1 | 10878 | EE11 | 0 | OP | ST | GEO | 10 | 0.81 | 70948 | 30316 | Distributed from 923 Generation And Fuel | 1982
1668 | 3809 | CA | Salton Sea Power LLC - Unit 5 | 55983 | TG51 | 0 | OP | ST | GEO | 58.3 | 0.644 | 328870 | 140528 | Distributed from 923 Generation And Fuel | 2000
1669 | 3810 | CA | San Antonio Regional Hospital | 50234 | 2074 | 0 | OP | IC | NG | 0.9 | 0.588 | 4637 | 2175.333 | Distributed from 923 Generation And Fuel | 1985
1670 | 3811 | CA | San Antonio Regional Hospital | 50234 | 2075 | 0 | OP | IC | NG | 0.9 | 0.588 | 4637 | 2175.333 | Distributed from 923 Generation And Fuel | 1985
1671 | 3812 | CA | San Antonio Regional Hospital | 50234 | 2076 | 0 | OP | IC | NG | 0.9 | 0.588 | 4637 | 2175.333 | Distributed from 923 Generation And Fuel | 2001
1672 | 3813 | CA | San Antonio West Solar Rooftop | 57904 | CHNO | 0 | OP | PV | SUN | 1.5 | 0.202 | 2657 | 1414 | Distributed from 923 Generation And Fuel | 2012
1673 | 3814 | CA | San Diego State University | 50061 | GEN2 | 0 | OP | CT | NG | 5.1 | 0.5 | 22331 | 7125 | EIA-923 Generator File | 2002
1674 | 3815 | CA | San Diego State University | 50061 | GEN3 | 0 | OP | CT | NG | 5.1 | 0.656 | 29298 | 13013 | EIA-923 Generator File | 2002
1675 | 3816 | CA | San Diego State University | 50061 | GEN4 | 0 | OP | CA | NG | 4.1 | 0.14 | 5019 | 1404 | EIA-923 Generator File | 2002
1676 | 3817 | CA | San Diego State University | 50061 | GEN5 | 0 | OP | PV | SUN | 0.1 | 0 | 0 | 0 | Distributed from 923 Generation And Fuel | 2009
1677 | 3818 | CA | San Diego State University | 50061 | GEN6 | 0 | OP | PV | SUN | 0.3 | 0 | 0 | 0 | Distributed from 923 Generation And Fuel | 2011
1678 | 3819 | CA | San Diego State University | 50061 | GEN7 | 0 | OP | PV | SUN | 0.3 | 0 | 0 | 0 | Distributed from 923 Generation And Fuel | 2012
1679 | 3820 | CA | San Diego State University | 50061 | GEN8 | 0 | OP | PV | SUN | 0.1 | 0 | 0 | 0 | Distributed from 923 Generation And Fuel | 2014
1680 | 3822 | CA | San Dimas | 6646 | 1 | 0 | OP | HY | WAT | 9.9 | 0.445 | 38554 | 20142 | Distributed from 923 Generation And Fuel | 1981
1681 | 3824 | CA | San Fernando | 403 | 1 | 0 | OP | HY | WAT | 2.8 | 0.014 | 341 | 178 | Distributed from 923 Generation And Fuel | 1922
1682 | 3825 | CA | San Fernando | 403 | 2 | 0 | OP | HY | WAT | 2.8 | 0.014 | 341 | 178 | Distributed from 923 Generation And Fuel | 1922
1683 | 3830 | CA | San Francisquito 1 | 6479 | 1A | 0 | OP | HY | WAT | 25 | 0.113 | 24822.15 | 12967.893 | Distributed from 923 Generation And Fuel | 1983
1684 | 3831 | CA | San Francisquito 1 | 6479 | 3 | 0 | OP | HY | WAT | 9.3 | 0.113 | 9233.84 | 4824.056 | Distributed from 923 Generation And Fuel | 1917
1685 | 3832 | CA | San Francisquito 1 | 6479 | 4 | 0 | OP | HY | WAT | 10 | 0.113 | 9928.86 | 5187.157 | Distributed from 923 Generation And Fuel | 1923
1686 | 3833 | CA | San Francisquito 1 | 6479 | 6 | 0 | OP | HY | WAT | 25 | 0.113 | 24822.15 | 12967.893 | Distributed from 923 Generation And Fuel | 1987
1687 | 3835 | CA | San Francisquito 2 | 6480 | 2 | 0 | OP | HY | WAT | 14 | 0.003 | 373.333 | 195 | Distributed from 923 Generation And Fuel | 1920
1688 | 3836 | CA | San Francisquito 2 | 6480 | 3 | 0 | OP | HY | WAT | 14 | 0.003 | 373.333 | 195 | Distributed from 923 Generation And Fuel | 1932
1689 | 3837 | CA | San Gabriel Hydro Project | 54017 | U1 | 0 | OP | HY | WAT | 3.9 | 0.02 | 666.9 | 348.66 | Distributed from 923 Generation And Fuel | 1987
1690 | 3838 | CA | San Gabriel Hydro Project | 54017 | U2 | 0 | OP | HY | WAT | 1.1 | 0.02 | 188.1 | 98.34 | Distributed from 923 Generation And Fuel | 1987
1691 | 3840 | CA | San Gorgonio Farms Wind Farm | 50281 | WGEN | 0 | OP | WT | WND | 31 | 0.328 | 88967 | 48017 | Distributed from 923 Generation And Fuel | 1983
1692 | 3841 | CA | San Gorgonio Westwinds II LLC | 50690 | GEN1 | 0 | OP | WT | WND | 43.4 | 0.29 | 110141 | 62839 | Distributed from 923 Generation And Fuel | 1999
1693 | 3842 | CA | San Gorgonio Windplant WPP1993 | 54454 | GEN11 | 0 | OP | WT | WND | 49.5 | 0.433 | 187884 | 100291 | Distributed from 923 Generation And Fuel | 2011
1694 | 3845 | CA | San Joaquin 2 | 276 | 1 | 0 | OP | HY | WAT | 2.8 | 0.138 | 3389 | 1771 | Distributed from 923 Generation And Fuel | 1917
1695 | 3846 | CA | San Joaquin 3 | 277 | 3 | 0 | OP | HY | WAT | 4 | 0.014 | 480 | 251 | Distributed from 923 Generation And Fuel | 1923
1696 | 3850 | CA | San Jose Cogeneration | 10548 | GEN1 | 0 | OP | GT | NG | 6 | 0.66 | 34699 | 16279 | Distributed from 923 Generation And Fuel | 1984
1697 | 3853 | CA | Sand Bar Power Plant | 50400 | GEN1 | 0 | OP | HY | WAT | 16.2 | 0.669 | 94963 | 47770 | Distributed from 923 Generation And Fuel | 1986
1698 | 3854 | CA | Sand Drag LLC | 57361 | 1 | 0 | OP | PV | SUN | 19 | 0.241 | 40166 | 21368 | Distributed from 923 Generation And Fuel | 2011
1699 | 3855 | CA | Santa Ana 1 | 361 | 1 | 0 | OP | HY | WAT | 0.8 | 0.031 | 219 | 114.5 | Distributed from 923 Generation And Fuel | 1899
1700 | 3856 | CA | Santa Ana 1 | 361 | 2 | 0 | OP | HY | WAT | 0.8 | 0.031 | 219 | 114.5 | Distributed from 923 Generation And Fuel | 1899
1701 | 3857 | CA | Santa Ana 1 | 361 | 3 | 0 | OP | HY | WAT | 0.8 | 0.031 | 219 | 114.5 | Distributed from 923 Generation And Fuel | 1899
1702 | 3858 | CA | Santa Ana 1 | 361 | 4 | 0 | OP | HY | WAT | 0.8 | 0.031 | 219 | 114.5 | Distributed from 923 Generation And Fuel | 1899
1703 | 3859 | CA | Santa Ana 3 | 363 | 1 | 0 | OP | HY | WAT | 3.1 | 0.099 | 2699 | 1410 | Distributed from 923 Generation And Fuel | 1999
1704 | 3861 | CA | Santa Clara Cogen | 7232 | 1 | 0 | OP | GT | NG | 3.9 | 0.665 | 22720.5 | 10659.5 | Distributed from 923 Generation And Fuel | 1982
1705 | 3862 | CA | Santa Clara Cogen | 7232 | 2 | 0 | OP | GT | NG | 3.9 | 0.665 | 22720.5 | 10659.5 | Distributed from 923 Generation And Fuel | 1982
1706 | 3863 | CA | Santa Cruz Energy | 57876 | UNT1 | 0 | OP | IC | LFG | 1.6 | 0.653 | 9149 | 3896 | Distributed from 923 Generation And Fuel | 2009
1707 | 3864 | CA | Santa Fe Springs Rooftop Solar BLDG H | 58913 | 1 | 0 | OP | PV | SUN | 1.5 | 0.209 | 2740 | 1458 | Distributed from 923 Generation And Fuel | 2015
1708 | 3865 | CA | Santa Fe Springs Rooftop Solar BLDG M | 58912 | 1 | 0 | OP | PV | SUN | 1.8 | 0.198 | 3121 | 1660 | Distributed from 923 Generation And Fuel | 2015
1709 | 3869 | CA | Santa Maria EPG | 56284 | EPG | 0 | OP | ST | OG | 5.5 | 0.333 | 16039 | 6764.945 | EIA-923 Generator File | 1995
1710 | 3870 | CA | Santa Maria LFG Power Plant | 57100 | EN01 | 0 | OP | IC | LFG | 1.1 | 0.937 | 9027 | 3844 | Distributed from 923 Generation And Fuel | 2008
1711 | 3872 | CA | Santa Rita Jail | 58625 | SRJBA | 0 | OP | BA | MWH | 2 | 0 | 0 | 0 | Distributed from 923 Generation And Fuel | 2012
1712 | 3873 | CA | Santa Rita Jail | 58625 | SRPV2 | 0 | OP | PV | SUN | 1 | 0 | 0 | 0 | Distributed from 923 Generation And Fuel | 2016
1713 | 3878 | CA | Santa Rita Jail Fuel Cell | 60385 | MB-18 | 0 | OP | FC | NG | 1.4 | 0.043 | 533 | 0 | Distributed from 923 Generation And Fuel | 2016
1714 | 3879 | CA | Sargent Canyon Cogeneration | 50864 | K100 | 0 | OP | GT | NG | 38.2 | 0.885 | 296315 | 139016 | Distributed from 923 Generation And Fuel | 1991
1715 | 3880 | CA | SC 1 Data Center, Phase 2 | 59074 | EG10B | 0 | OP | IC | DFO | 2.3 | 0 | 6.578 | 4.712 | Data from EIA-923 Generator File overwritten with distributed data from EIA-923 Generation and Fuel | 2014
1716 | 3881 | CA | SC 1 Data Center, Phase 2 | 59074 | EG11A | 0 | OP | IC | DFO | 2.3 | 0 | 6.578 | 4.712 | Data from EIA-923 Generator File overwritten with distributed data from EIA-923 Generation and Fuel | 2014
1717 | 3882 | CA | SC 1 Data Center, Phase 2 | 59074 | EG11B | 0 | OP | IC | DFO | 2.3 | 0 | 6.578 | 4.712 | Data from EIA-923 Generator File overwritten with distributed data from EIA-923 Generation and Fuel | 2014
1718 | 3883 | CA | SC 1 Data Center, Phase 2 | 59074 | EG12A | 0 | OP | IC | DFO | 2.3 | 0 | 6.578 | 4.712 | Data from EIA-923 Generator File overwritten with distributed data from EIA-923 Generation and Fuel | 2014
1719 | 3884 | CA | SC 1 Data Center, Phase 2 | 59074 | EG12B | 0 | OP | IC | DFO | 2.3 | 0 | 6.578 | 4.712 | Data from EIA-923 Generator File overwritten with distributed data from EIA-923 Generation and Fuel | 2014
1720 | 3885 | CA | SC 1 Data Center, Phase 2 | 59074 | EG13A | 0 | OP | IC | DFO | 2.3 | 0 | 6.578 | 4.712 | Data from EIA-923 Generator File overwritten with distributed data from EIA-923 Generation and Fuel | 2014
1721 | 3886 | CA | SC 1 Data Center, Phase 2 | 59074 | EG14A | 0 | OP | IC | DFO | 2.3 | 0 | 6.578 | 4.712 | Data from EIA-923 Generator File overwritten with distributed data from EIA-923 Generation and Fuel | 2014
1722 | 3908 | CA | SC 1 Data Center, Phase 2 | 59074 | EG9B | 0 | OP | IC | DFO | 2.3 | 0 | 6.578 | 4.712 | Data from EIA-923 Generator File overwritten with distributed data from EIA-923 Generation and Fuel | 2014
1723 | 3909 | CA | SCA Cogen 2 | 7551 | CCST | 2 | OP | CA | NG | 49.8 | 0.292 | 127509 | 49819 | EIA-923 Generator File | 1997
1724 | 3910 | CA | SCA Cogen 2 | 7551 | CT1A | 0 | OP | CT | NG | 49.8 | 0.542 | 236599 | 80117 | EIA-923 Generator File | 1997
1725 | 3911 | CA | SCA Cogen 2 | 7551 | CT1B | 0 | OP | CT | NG | 49.8 | 0.752 | 328192 | 150520 | EIA-923 Generator File | 1997
1726 | 3912 | CA | SCA Cogen 2 | 7551 | CT1C | 0 | OP | GT | NG | 44 | 0.089 | 34203 | 16046 | Distributed from 923 Generation And Fuel | 2001
1727 | 3913 | CA | Scattergood | 404 | 1 | 1 | OP | ST | NG | 163.2 | 0.25 | 356820 | 156605 | EIA-923 Generator File | 1958 | 2020
1728 | 3914 | CA | Scattergood | 404 | 2 | 1 | OP | ST | NG | 163.2 | 0.047 | 66579 | 34195 | EIA-923 Generator File | 1959 | 2020
1729 | 3915 | CA | Scattergood | 404 | 4 | 0 | OP | CT | NG | 216.9 | 0.284 | 539812 | 246806 | EIA-923 Generator File | 2016
1730 | 3916 | CA | Scattergood | 404 | 5 | 0 | OP | CA | NG | 118.9 | 0.265 | 276097 | 125482 | EIA-923 Generator File | 2016
1731 | 3917 | CA | Scattergood | 404 | 6 | 0 | OP | GT | NG | 106.9 | 0.096 | 90326 | 77061 | Distributed from 923 Generation And Fuel | 2016
1732 | 3918 | CA | Scattergood | 404 | 7 | 0 | OP | GT | NG | 106.9 | 0.096 | 90326 | 77061 | Distributed from 923 Generation And Fuel | 2016
1733 | 3923 | CA | SCE-Snowline-Duncan Road (North) | 59359 | 10400 | 0 | OP | PV | SUN | 1.5 | 0.305 | 4003 | 2130 | Distributed from 923 Generation And Fuel | 2014
1734 | 3924 | CA | SCE-Snowline-Duncan Road (South) | 59360 | 11113 | 0 | OP | PV | SUN | 1 | 0.304 | 2659 | 1415 | Distributed from 923 Generation And Fuel | 2014
1735 | 3925 | CA | SCE-Snowline-White Rd (Central) | 59423 | 10402 | 0 | OP | PV | SUN | 1.5 | 0.3 | 3948 | 2100 | Distributed from 923 Generation And Fuel | 2014
1736 | 3926 | CA | SCE-Snowline-White Road (North) | 59422 | 10401 | 0 | OP | PV | SUN | 1.5 | 0.308 | 4047 | 2153 | Distributed from 923 Generation And Fuel | 2014
1737 | 3927 | CA | SCE-Snowline-White Road (South) | 59421 | 11111 | 0 | OP | PV | SUN | 1.5 | 0.311 | 4086 | 2174 | Distributed from 923 Generation And Fuel | 2014
1738 | 3928 | CA | Scotia Co-gen Humboldt Redwood Company LLC | 50049 | GEN1 | 3 | OP | ST | WDS | 12.5 | 0.354 | 38794 | 17368 | EIA-923 Generator File | 1988
1739 | 3929 | CA | Scotia Co-gen Humboldt Redwood Company LLC | 50049 | GEN2 | 3 | OP | ST | WDS | 12.5 | 0.351 | 38387 | 16013 | EIA-923 Generator File | 1988
1740 | 3930 | CA | Scotia Co-gen Humboldt Redwood Company LLC | 50049 | GEN3 | 1 | OP | ST | WDS | 7.5 | 0 | 0 | 0 | EIA-923 Generator File | 1938
1741 | 3931 | CA | Scott Flat | 839 | 7P | 0 | OP | HY | WAT | 1 | 0.446 | 3911 | 2043 | Distributed from 923 Generation And Fuel | 1985
1742 | 3933 | CA | SDCCD - Miramar | 59138 | 57449 | 0 | OP | PV | SUN | 1.1 | 0.141 | 1363 | 725 | Distributed from 923 Generation And Fuel | 2011
1743 | 3934 | CA | SDCWA - Twin Oaks | 59139 | 57449 | 0 | OP | PV | SUN | 1.1 | 0.197 | 1894 | 1008 | Distributed from 923 Generation And Fuel | 2011
1744 | 3935 | CA | Second Imperial Geothermal | 54111 | GE10 | 0 | OP | BT | GEO | 4.5 | 0.236 | 9309.769 | 4381.481 | Distributed from 923 Generation And Fuel | 1993
1745 | 3936 | CA | Second Imperial Geothermal | 54111 | GE11 | 0 | OP | BT | GEO | 4.5 | 0.236 | 9309.769 | 4381.481 | Distributed from 923 Generation And Fuel | 1993
1746 | 3937 | CA | Second Imperial Geothermal | 54111 | GE12 | 0 | OP | BT | GEO | 4.5 | 0.236 | 9309.769 | 4381.481 | Distributed from 923 Generation And Fuel | 1993
1747 | 3938 | CA | Second Imperial Geothermal | 54111 | GE13 | 0 | OP | BT | GEO | 16 | 0.236 | 33101.4 | 15578.6 | Distributed from 923 Generation And Fuel | 2006
1748 | 3939 | CA | Second Imperial Geothermal | 54111 | GEN1 | 0 | OP | BT | GEO | 3.5 | 0.236 | 7240.931 | 3407.819 | Distributed from 923 Generation And Fuel | 1993
1749 | 3940 | CA | Second Imperial Geothermal | 54111 | GEN14 | 0 | OP | BT | GEO | 16 | 0.236 | 33101.4 | 15578.6 | Distributed from 923 Generation And Fuel | 2008
1750 | 3941 | CA | Second Imperial Geothermal | 54111 | GEN2 | 0 | OP | BT | GEO | 3.5 | 0.236 | 7240.931 | 3407.819 | Distributed from 923 Generation And Fuel | 1993
1751 | 3942 | CA | Second Imperial Geothermal | 54111 | GEN3 | 0 | OP | BT | GEO | 3.5 | 0.236 | 7240.931 | 3407.819 | Distributed from 923 Generation And Fuel | 1993
1752 | 3943 | CA | Second Imperial Geothermal | 54111 | GEN4 | 0 | OP | BT | GEO | 3.5 | 0.236 | 7240.931 | 3407.819 | Distributed from 923 Generation And Fuel | 1993
1753 | 3944 | CA | Second Imperial Geothermal | 54111 | GEN5 | 0 | OP | BT | GEO | 3.5 | 0.236 | 7240.931 | 3407.819 | Distributed from 923 Generation And Fuel | 1993
1754 | 3945 | CA | Second Imperial Geothermal | 54111 | GEN6 | 0 | OP | BT | GEO | 3.5 | 0.236 | 7240.931 | 3407.819 | Distributed from 923 Generation And Fuel | 1993
1755 | 3946 | CA | Second Imperial Geothermal | 54111 | GEN7 | 0 | OP | BT | GEO | 4.5 | 0.236 | 9309.769 | 4381.481 | Distributed from 923 Generation And Fuel | 1993
1756 | 3947 | CA | Second Imperial Geothermal | 54111 | GEN8 | 0 | OP | BT | GEO | 4.5 | 0.236 | 9309.769 | 4381.481 | Distributed from 923 Generation And Fuel | 1993
1757 | 3948 | CA | Second Imperial Geothermal | 54111 | GEN9 | 0 | OP | BT | GEO | 4.5 | 0.236 | 9309.769 | 4381.481 | Distributed from 923 Generation And Fuel | 1993
1758 | 3949 | CA | SEGS III | 10439 | GEN1 | 1 | OP | ST | SUN | 34.2 | 0.031 | 55882 | 38312 | Data from EIA-923 Generator File overwritten with distributed data from EIA-923 Generation and Fuel | 1986
1759 | 3950 | CA | SEGS IV | 10440 | GEN1 | 1 | OP | ST | SUN | 34.2 | 0.021 | 55331 | 39472 | Data from EIA-923 Generator File overwritten with distributed data from EIA-923 Generation and Fuel | 1986
1760 | 3951 | CA | SEGS IX | 10446 | GEN1 | 1 | OP | ST | SUN | 92 | 0.019 | 157969 | 107622 | Data from EIA-923 Generator File overwritten with distributed data from EIA-923 Generation and Fuel | 1990
1761 | 3952 | CA | SEGS V | 10441 | GEN1 | 1 | OP | ST | SUN | 34.2 | 0.019 | 55842 | 39542 | Data from EIA-923 Generator File overwritten with distributed data from EIA-923 Generation and Fuel | 1987
1762 | 3953 | CA | SEGS VI | 10442 | GEN1 | 1 | OP | ST | SUN | 35 | 0.032 | 50700 | 35552 | Data from EIA-923 Generator File overwritten with distributed data from EIA-923 Generation and Fuel | 1988
1763 | 3954 | CA | SEGS VII | 10443 | GEN1 | 1 | OP | ST | SUN | 35 | 0.037 | 41926 | 32795 | Data from EIA-923 Generator File overwritten with distributed data from EIA-923 Generation and Fuel | 1988
1764 | 3955 | CA | SEGS VIII | 10444 | GEN1 | 1 | OP | ST | SUN | 92 | 0.019 | 156267 | 109500 | Data from EIA-923 Generator File overwritten with distributed data from EIA-923 Generation and Fuel | 1989
1765 | 3956 | CA | Sentinel Energy Center, LLC | 57482 | CTG1 | 0 | OP | GT | NG | 100 | 0.064 | 56163.75 | 14113.625 | Distributed from 923 Generation And Fuel | 2013
1766 | 3957 | CA | Sentinel Energy Center, LLC | 57482 | CTG2 | 0 | OP | GT | NG | 100 | 0.064 | 56163.75 | 14113.625 | Distributed from 923 Generation And Fuel | 2013
1767 | 3958 | CA | Sentinel Energy Center, LLC | 57482 | CTG3 | 0 | OP | GT | NG | 100 | 0.064 | 56163.75 | 14113.625 | Distributed from 923 Generation And Fuel | 2013
1768 | 3959 | CA | Sentinel Energy Center, LLC | 57482 | CTG4 | 0 | OP | GT | NG | 100 | 0.064 | 56163.75 | 14113.625 | Distributed from 923 Generation And Fuel | 2013
1769 | 3960 | CA | Sentinel Energy Center, LLC | 57482 | CTG5 | 0 | OP | GT | NG | 100 | 0.064 | 56163.75 | 14113.625 | Distributed from 923 Generation And Fuel | 2013
1770 | 3961 | CA | Sentinel Energy Center, LLC | 57482 | CTG6 | 0 | OP | GT | NG | 100 | 0.064 | 56163.75 | 14113.625 | Distributed from 923 Generation And Fuel | 2013
1771 | 3962 | CA | Sentinel Energy Center, LLC | 57482 | CTG7 | 0 | OP | GT | NG | 100 | 0.064 | 56163.75 | 14113.625 | Distributed from 923 Generation And Fuel | 2013
1772 | 3963 | CA | Sentinel Energy Center, LLC | 57482 | CTG8 | 0 | OP | GT | NG | 100 | 0.064 | 56163.75 | 14113.625 | Distributed from 923 Generation And Fuel | 2013
1773 | 3965 | CA | SEPV 1 | 58073 | SEPV | 0 | OP | PV | SUN | 2 | 0.304 | 5329 | 2835 | Distributed from 923 Generation And Fuel | 2012
1774 | 3966 | CA | SEPV 18 | 59730 | SPV18 | 0 | OP | PV | SUN | 2 | 0.363 | 6352 | 3379 | Distributed from 923 Generation And Fuel | 2016
1775 | 3967 | CA | SEPV 2 | 58074 | SEPV | 0 | OP | PV | SUN | 2 | 0.305 | 5344 | 2843 | Distributed from 923 Generation And Fuel | 2012
1776 | 3968 | CA | SEPV 8 | 58234 | SPV8 | 0 | OP | PV | SUN | 12 | 0.315 | 33115 | 16914 | Distributed from 923 Generation And Fuel | 2013
1777 | 3969 | CA | SEPV Imperial Dixieland East | 60745 | SESI1 | 0 | OP | PV | SUN | 2 | 0.005 | 89 | 0 | Distributed from 923 Generation And Fuel | 2016
1778 | 3970 | CA | SEPV Imperial Dixieland West | 60744 | SESI2 | 0 | OP | PV | SUN | 3 | 0.004 | 104 | 0 | Distributed from 923 Generation And Fuel | 2016
1779 | 3971 | CA | SEPV Mojave West | 59740 | SPVMW | 0 | OP | PV | SUN | 20 | 0.123 | 21637 | 14511 | Distributed from 923 Generation And Fuel | 2016
1780 | 3972 | CA | SEPV Palmdale East | 59273 | PALME | 0 | OP | PV | SUN | 10 | 0.312 | 27371 | 14561 | Distributed from 923 Generation And Fuel | 2015
1781 | 3973 | CA | SEPV9 Power Plant | 58227 | SPV9 | 0 | OP | PV | SUN | 9 | 0.309 | 24330 | 12943 | Distributed from 923 Generation And Fuel | 2013
1782 | 3974 | CA | Seville 1 | 59722 | SEV1 | 0 | OP | PV | SUN | 20 | 0.374 | 65602 | 34900 | Distributed from 923 Generation And Fuel | 2015
1783 | 3975 | CA | Seville 2 | 59723 | SEV2 | 0 | OP | PV | SUN | 30 | 0.375 | 98659 | 53897 | Distributed from 923 Generation And Fuel | 2015
1784 | 3976 | CA | SF Southeast Cogen Plant | 57971 | COGEN | 0 | OP | IC | OBG | 2.1 | 0.148 | 2723 | 1159 | Distributed from 923 Generation And Fuel | 2002
1785 | 3977 | CA | SF State University | 57043 | 1 | 0 | OP | FC | NG | 0.2 | 0.108 | 188.5 | 88.375 | Distributed from 923 Generation And Fuel | 2011
1786 | 3978 | CA | SF State University | 57043 | 2 | 0 | OP | FC | NG | 1.4 | 0.108 | 1319.5 | 618.625 | Distributed from 923 Generation And Fuel | 2011
1787 | 3979 | CA | Shafter Solar LLC | 59408 | 1 | 0 | OP | PV | SUN | 20 | 0.295 | 51662 | 27484 | Distributed from 923 Generation And Fuel | 2015
1788 | 3980 | CA | Shasta | 445 | 1 | 0 | OP | HY | WAT | 142 | 0.279 | 347649.611 | 200314.468 | Distributed from 923 Generation And Fuel | 1949
1789 | 3981 | CA | Shasta | 445 | 2 | 0 | OP | HY | WAT | 142 | 0.279 | 347649.611 | 200314.468 | Distributed from 923 Generation And Fuel | 1948
1790 | 3982 | CA | Shasta | 445 | 3 | 0 | OP | HY | WAT | 142 | 0.279 | 347649.611 | 200314.468 | Distributed from 923 Generation And Fuel | 1944
1791 | 3983 | CA | Shasta | 445 | 4 | 0 | OP | HY | WAT | 142 | 0.279 | 347649.611 | 200314.468 | Distributed from 923 Generation And Fuel | 1944
1792 | 3984 | CA | Shasta | 445 | 5 | 0 | OP | HY | WAT | 142 | 0.279 | 347649.611 | 200314.468 | Distributed from 923 Generation And Fuel | 1948
1793 | 3985 | CA | Shasta | 445 | S1 | 0 | OP | HY | WAT | 2 | 0.279 | 4896.473 | 2821.331 | Distributed from 923 Generation And Fuel | 1944
1794 | 3986 | CA | Shasta | 445 | S2 | 0 | OP | HY | WAT | 2 | 0.279 | 4896.473 | 2821.331 | Distributed from 923 Generation And Fuel | 1944
1795 | 3988 | CA | Shasta Solar Farm | 58814 | GENA | 0 | OP | PV | SUN | 1.5 | 0.293 | 3846 | 2046 | Distributed from 923 Generation And Fuel | 2014
1796 | 3989 | CA | Shasta Solar Farm | 58814 | GENB | 0 | OP | PV | SUN | 1.5 | 0.293 | 3846 | 2046 | Distributed from 923 Generation And Fuel | 2014
1797 | 3990 | CA | Shiloh I Wind Project | 56362 | 1 | 0 | OP | WT | WND | 150 | 0.295 | 387131 | 260843 | Distributed from 923 Generation And Fuel | 2006
1798 | 3991 | CA | Shiloh III Wind Project LLC | 57586 | 1 | 0 | OP | WT | WND | 102.5 | 0.29 | 260264 | 171386 | Distributed from 923 Generation And Fuel | 2011
1799 | 3992 | CA | Shiloh IV Wind Project LLC | 57725 | 1 | 0 | OP | WT | WND | 102.5 | 0.315 | 282860 | 189157 | Distributed from 923 Generation And Fuel | 2012
1800 | 3993 | CA | Shiloh Wind Project 2 LLC | 56874 | TBD | 0 | OP | WT | WND | 150 | 0.304 | 399427 | 265069 | Distributed from 923 Generation And Fuel | 2009
1801 | 3994 | CA | Sierra Nevada Brewing Co | 58585 | COGN | 0 | OP | GT | NG | 2 | 0.422 | 7397 | 4808 | Distributed from 923 Generation And Fuel | 2016
1802 | 3995 | CA | Sierra Nevada Brewing Co | 58585 | SOLR | 0 | OP | PV | SUN | 1.7 | 0.15 | 2235 | 1189 | Distributed from 923 Generation And Fuel | 2007
1803 | 3999 | CA | Sierra Pacific Burney Facility | 50110 | GEN1 | 1 | OP | ST | WDS | 20 | 0.52 | 91026 | 46113 | EIA-923 Generator File | 1986
1804 | 4000 | CA | Sierra Pacific Lincoln Facility | 10144 | GEN4 | 1 | OP | ST | WDS | 19.2 | 0.484 | 81427 | 40125 | EIA-923 Generator File | 2004
1805 | 4004 | CA | Sierra Pacific Quincy Facility | 50112 | GEN1 | 2 | OP | ST | WDS | 20 | 0.469 | 82178 | 58676 | EIA-923 Generator File | 1986
1806 | 4005 | CA | Sierra Pacific Quincy Facility | 50112 | GEN2 | 2 | OP | ST | WDS | 7.5 | 0.436 | 28668 | 9587 | EIA-923 Generator File | 1999
1807 | 4006 | CA | Sierra Pacific Sonora | 54517 | GEN2 | 0 | OP | ST | WDS | 7.5 | 0.433 | 28438 | 12582.817 | EIA-923 Generator File | 2001
1808 | 4007 | CA | Sierra Solar Greenworks | 59431 | SSG1 | 0 | OP | PV | SUN | 20 | 0.255 | 44723 | 23792 | Distributed from 923 Generation And Fuel | 2015
1809 | 4009 | CA | Signal Hill West Unit | 57702 | 1 | 0 | OP | GT | OG | 5.7 | 0.719 | 35894 | 14751 | Distributed from 923 Generation And Fuel | 2004
1810 | 4010 | CA | Silicon Valley Clean Water | 60249 | CGN | 0 | OP | IC | OBG | 1.2 | 0.564 | 5924 | 2261 | Distributed from 923 Generation And Fuel | 2015
1811 | 4015 | CA | Siphon Drop Power Plant | 57364 | 1 | 0 | OP | HY | WAT | 2.2 | 0.447 | 8621 | 4504 | Distributed from 923 Generation And Fuel | 1987
1812 | 4016 | CA | Siphon Drop Power Plant | 57364 | 2 | 0 | OP | HY | WAT | 2.2 | 0.447 | 8621 | 4504 | Distributed from 923 Generation And Fuel | 1987
1813 | 4017 | CA | Site 980 65 | 50322 | GEN1 | 0 | OP | HY | WAT | 2.1 | 0.208 | 3828 | 2000 | Distributed from 923 Generation And Fuel | 1985
1814 | 4018 | CA | SJ/SC WPCP | 56080 | E2 | 0 | OP | IC | OBG | 0.8 | 0.332 | 2330.109 | 1025.891 | Distributed from 923 Generation And Fuel | 1953 | 2017
1815 | 4019 | CA | SJ/SC WPCP | 56080 | E5 | 0 | OP | IC | OBG | 1.8 | 0.332 | 5242.745 | 2308.255 | Distributed from 923 Generation And Fuel | 1963 | 2017
1816 | 4020 | CA | SJ/SC WPCP | 56080 | EG1 | 0 | OP | IC | NG | 2.8 | 0.332 | 8155.382 | 3590.618 | Distributed from 923 Generation And Fuel | 1995 | 2019
1817 | 4021 | CA | SJ/SC WPCP | 56080 | EG2 | 0 | OP | IC | NG | 2.8 | 0.332 | 8155.382 | 3590.618 | Distributed from 923 Generation And Fuel | 1985 | 2019
1818 | 4022 | CA | SJ/SC WPCP | 56080 | EG3 | 0 | OP | IC | NG | 2.8 | 0.332 | 8155.382 | 3590.618 | Distributed from 923 Generation And Fuel | 1985 | 2019
1819 | 4030 | CA | Sky River LLC | 50536 | WGNS | 0 | OP | WT | WND | 76.9 | 0.203 | 136626 | 68980 | Distributed from 923 Generation And Fuel | 1991
1820 | 4031 | CA | Slate Creek | 50961 | GEN1 | 0 | OP | HY | WAT | 4.2 | 0.289 | 10643 | 5560 | Distributed from 923 Generation And Fuel | 1990
1821 | 4032 | CA | Sly Creek | 776 | 1 | 0 | OP | HY | WAT | 12.1 | 0.329 | 34916 | 18241 | Distributed from 923 Generation And Fuel | 1983
1822 | 4033 | CA | SMUD at Fleshman | 57671 | PV1 | 0 | OP | PV | SUN | 2.9 | 0.215 | 5458 | 2904 | Distributed from 923 Generation And Fuel | 2011
1823 | 4034 | CA | SMUD at Grundman | 57669 | PV1 | 0 | OP | PV | SUN | 17 | 0.216 | 32147 | 17102 | Distributed from 923 Generation And Fuel | 2011
1824 | 4035 | CA | SMUD at Lawrence | 57753 | PV1 | 0 | OP | PV | SUN | 1 | 0.176 | 1541 | 820 | Distributed from 923 Generation And Fuel | 2011
1825 | 4036 | CA | SMUD at Van Conett | 57670 | PV1 | 0 | OP | PV | SUN | 2.9 | 0.216 | 5485 | 2918 | Distributed from 923 Generation And Fuel | 2011
1826 | 4037 | CA | Sol Orchard El Centro PV | 58621 | ECPV | 0 | OP | PV | SUN | 20 | 0.293 | 51276 | 27279 | Distributed from 923 Generation And Fuel | 2013
1827 | 4038 | CA | Solano County Cogen Plant | 50985 | 3163 | 0 | OP | IC | NG | 1 | 0.405 | 3550.714 | 1665.714 | Distributed from 923 Generation And Fuel | 1989
1828 | 4039 | CA | Solano County Cogen Plant | 50985 | 3164 | 0 | OP | IC | NG | 0.4 | 0.405 | 1420.286 | 666.286 | Distributed from 923 Generation And Fuel | 1989
1829 | 4040 | CA | Solano County Cogen Plant | 50985 | 3165 | 0 | OP | IC | NG | 1.4 | 0.405 | 4971 | 2332 | Distributed from 923 Generation And Fuel | 2004
1830 | 4041 | CA | Solano Wind | 7526 | 1 | 0 | OP | WT | WND | 13.2 | 0.281 | 32528.687 | 22301.406 | Distributed from 923 Generation And Fuel | 1994
1831 | 4042 | CA | Solano Wind | 7526 | 2 | 0 | OP | WT | WND | 24 | 0.281 | 59143.067 | 40548.011 | Distributed from 923 Generation And Fuel | 2006
1832 | 4043 | CA | Solano Wind | 7526 | 2B | 0 | OP | WT | WND | 63 | 0.281 | 155250.552 | 106438.528 | Distributed from 923 Generation And Fuel | 2007
1833 | 4044 | CA | Solano Wind | 7526 | 3 | 0 | OP | WT | WND | 128 | 0.281 | 315429.693 | 216256.056 | Distributed from 923 Generation And Fuel | 2012
1834 | 4046 | CA | Solar Gen 2 | 58592 | ALHM | 0 | OP | PV | SUN | 51.7 | 0.308 | 139476.667 | 71686 | Distributed from 923 Generation And Fuel | 2014
1835 | 4047 | CA | Solar Gen 2 | 58592 | ARK | 0 | OP | PV | SUN | 51.7 | 0.308 | 139476.667 | 71686 | Distributed from 923 Generation And Fuel | 2014
1836 | 4048 | CA | Solar Gen 2 | 58592 | SONR | 0 | OP | PV | SUN | 51.7 | 0.308 | 139476.667 | 71686 | Distributed from 923 Generation And Fuel | 2014
1837 | 4053 | CA | Solar Photovoltaic Project #02 | 56996 | S1A | 0 | OP | PV | SUN | 0.5 | 0.103 | 449.5 | 239 | Distributed from 923 Generation And Fuel | 2009
1838 | 4054 | CA | Solar Photovoltaic Project #02 | 56996 | S1B | 0 | OP | PV | SUN | 0.5 | 0.103 | 449.5 | 239 | Distributed from 923 Generation And Fuel | 2009
1839 | 4055 | CA | Solar Photovoltaic Project #03 | 57217 | S003A | 0 | OP | PV | SUN | 0.5 | 0.132 | 580 | 308.5 | Distributed from 923 Generation And Fuel | 2011
1840 | 4056 | CA | Solar Photovoltaic Project #03 | 57217 | S003B | 0 | OP | PV | SUN | 0.5 | 0.132 | 580 | 308.5 | Distributed from 923 Generation And Fuel | 2011
1841 | 4060 | CA | Solar Photovoltaic Project #05 | 57219 | S005A | 0 | OP | PV | SUN | 0.5 | 0.181 | 793.4 | 422 | Distributed from 923 Generation And Fuel | 2012
1842 | 4061 | CA | Solar Photovoltaic Project #05 | 57219 | S005B | 0 | OP | PV | SUN | 0.5 | 0.181 | 793.4 | 422 | Distributed from 923 Generation And Fuel | 2012
1843 | 4062 | CA | Solar Photovoltaic Project #05 | 57219 | S005C | 0 | OP | PV | SUN | 0.5 | 0.181 | 793.4 | 422 | Distributed from 923 Generation And Fuel | 2012
1844 | 4063 | CA | Solar Photovoltaic Project #05 | 57219 | S005D | 0 | OP | PV | SUN | 0.5 | 0.181 | 793.4 | 422 | Distributed from 923 Generation And Fuel | 2012
1845 | 4064 | CA | Solar Photovoltaic Project #05 | 57219 | S005E | 0 | OP | PV | SUN | 0.5 | 0.181 | 793.4 | 422 | Distributed from 923 Generation And Fuel | 2012
1846 | 4065 | CA | Solar Photovoltaic Project #06 | 57220 | S006A | 0 | OP | PV | SUN | 0.5 | 0.223 | 978 | 520.25 | Distributed from 923 Generation And Fuel | 2011
1847 | 4066 | CA | Solar Photovoltaic Project #06 | 57220 | S006B | 0 | OP | PV | SUN | 0.5 | 0.223 | 978 | 520.25 | Distributed from 923 Generation And Fuel | 2011
1848 | 4067 | CA | Solar Photovoltaic Project #06 | 57220 | S006C | 0 | OP | PV | SUN | 0.5 | 0.223 | 978 | 520.25 | Distributed from 923 Generation And Fuel | 2011
1849 | 4068 | CA | Solar Photovoltaic Project #06 | 57220 | S006D | 0 | OP | PV | SUN | 0.5 | 0.223 | 978 | 520.25 | Distributed from 923 Generation And Fuel | 2011
1850 | 4069 | CA | Solar Photovoltaic Project #07 | 57221 | S007A | 0 | OP | PV | SUN | 0.5 | 0.182 | 799 | 425 | Distributed from 923 Generation And Fuel | 2012
1851 | 4070 | CA | Solar Photovoltaic Project #07 | 57221 | S007B | 0 | OP | PV | SUN | 0.5 | 0.182 | 799 | 425 | Distributed from 923 Generation And Fuel | 2012
1852 | 4071 | CA | Solar Photovoltaic Project #07 | 57221 | S007C | 0 | OP | PV | SUN | 0.5 | 0.182 | 799 | 425 | Distributed from 923 Generation And Fuel | 2012
1853 | 4072 | CA | Solar Photovoltaic Project #07 | 57221 | S007D | 0 | OP | PV | SUN | 0.5 | 0.182 | 799 | 425 | Distributed from 923 Generation And Fuel | 2012
1854 | 4073 | CA | Solar Photovoltaic Project #07 | 57221 | S007E | 0 | OP | PV | SUN | 0.5 | 0.182 | 799 | 425 | Distributed from 923 Generation And Fuel | 2012
1855 | 4074 | CA | Solar Photovoltaic Project #08 | 57222 | S008A | 0 | OP | PV | SUN | 0.5 | 0.204 | 895 | 476.25 | Distributed from 923 Generation And Fuel | 2011
1856 | 4075 | CA | Solar Photovoltaic Project #08 | 57222 | S008B | 0 | OP | PV | SUN | 0.5 | 0.204 | 895 | 476.25 | Distributed from 923 Generation And Fuel | 2011
1857 | 4076 | CA | Solar Photovoltaic Project #08 | 57222 | S008C | 0 | OP | PV | SUN | 0.5 | 0.204 | 895 | 476.25 | Distributed from 923 Generation And Fuel | 2011
1858 | 4077 | CA | Solar Photovoltaic Project #08 | 57222 | S008D | 0 | OP | PV | SUN | 0.5 | 0.204 | 895 | 476.25 | Distributed from 923 Generation And Fuel | 2011
1859 | 4079 | CA | Solar Photovoltaic Project #09 | 57223 | S009A | 0 | OP | PV | SUN | 0.5 | 0.183 | 802.5 | 427 | Distributed from 923 Generation And Fuel | 2011
1860 | 4080 | CA | Solar Photovoltaic Project #09 | 57223 | S009B | 0 | OP | PV | SUN | 0.5 | 0.183 | 802.5 | 427 | Distributed from 923 Generation And Fuel | 2011
1861 | 4082 | CA | Solar Photovoltaic Project #10 | 57224 | S010A | 0 | OP | PV | SUN | 0.5 | 0.182 | 798 | 424.667 | Distributed from 923 Generation And Fuel | 2013
1862 | 4083 | CA | Solar Photovoltaic Project #10 | 57224 | S010B | 0 | OP | PV | SUN | 0.5 | 0.182 | 798 | 424.667 | Distributed from 923 Generation And Fuel | 2013
1863 | 4084 | CA | Solar Photovoltaic Project #10 | 57224 | S010C | 0 | OP | PV | SUN | 0.5 | 0.182 | 798 | 424.667 | Distributed from 923 Generation And Fuel | 2013
1864 | 4086 | CA | Solar Photovoltaic Project #11 | 57225 | S011A | 0 | OP | PV | SUN | 0.5 | 0.204 | 892.429 | 474.714 | Distributed from 923 Generation And Fuel | 2015
1865 | 4087 | CA | Solar Photovoltaic Project #11 | 57225 | S011B | 0 | OP | PV | SUN | 0.5 | 0.204 | 892.429 | 474.714 | Distributed from 923 Generation And Fuel | 2015
1866 | 4088 | CA | Solar Photovoltaic Project #11 | 57225 | S011C | 0 | OP | PV | SUN | 0.5 | 0.204 | 892.429 | 474.714 | Distributed from 923 Generation And Fuel | 2015
1867 | 4089 | CA | Solar Photovoltaic Project #11 | 57225 | S011D | 0 | OP | PV | SUN | 0.5 | 0.204 | 892.429 | 474.714 | Distributed from 923 Generation And Fuel | 2015
1868 | 4090 | CA | Solar Photovoltaic Project #11 | 57225 | S011E | 0 | OP | PV | SUN | 0.5 | 0.204 | 892.429 | 474.714 | Distributed from 923 Generation And Fuel | 2015
1869 | 4091 | CA | Solar Photovoltaic Project #11 | 57225 | S011F | 0 | OP | PV | SUN | 0.5 | 0.204 | 892.429 | 474.714 | Distributed from 923 Generation And Fuel | 2015
1870 | 4092 | CA | Solar Photovoltaic Project #11 | 57225 | S011G | 0 | OP | PV | SUN | 0.5 | 0.204 | 892.429 | 474.714 | Distributed from 923 Generation And Fuel | 2015
1871 | 4093 | CA | Solar Photovoltaic Project #12 | 57226 | S012A | 0 | OP | PV | SUN | 0.5 | 0 | 0 | 0 | Distributed from 923 Generation And Fuel | 2011
1872 | 4095 | CA | Solar Photovoltaic Project #13 | 57227 | S013A | 0 | OP | PV | SUN | 0.5 | 0.202 | 882.571 | 469.571 | Distributed from 923 Generation And Fuel | 2015
1873 | 4096 | CA | Solar Photovoltaic Project #13 | 57227 | S013B | 0 | OP | PV | SUN | 0.5 | 0.202 | 882.571 | 469.571 | Distributed from 923 Generation And Fuel | 2015
1874 | 4097 | CA | Solar Photovoltaic Project #13 | 57227 | S013C | 0 | OP | PV | SUN | 0.5 | 0.202 | 882.571 | 469.571 | Distributed from 923 Generation And Fuel | 2015
1875 | 4098 | CA | Solar Photovoltaic Project #13 | 57227 | S013D | 0 | OP | PV | SUN | 0.5 | 0.202 | 882.571 | 469.571 | Distributed from 923 Generation And Fuel | 2015
1876 | 4099 | CA | Solar Photovoltaic Project #13 | 57227 | S013E | 0 | OP | PV | SUN | 0.5 | 0.202 | 882.571 | 469.571 | Distributed from 923 Generation And Fuel | 2015
1877 | 4100 | CA | Solar Photovoltaic Project #13 | 57227 | S013F | 0 | OP | PV | SUN | 0.5 | 0.202 | 882.571 | 469.571 | Distributed from 923 Generation And Fuel | 2015
1878 | 4101 | CA | Solar Photovoltaic Project #13 | 57227 | S013G | 0 | OP | PV | SUN | 0.5 | 0.202 | 882.571 | 469.571 | Distributed from 923 Generation And Fuel | 2015
1879 | 4105 | CA | Solar Photovoltaic Project #15 | 57229 | S015A | 0 | OP | PV | SUN | 0.5 | 0.139 | 609.143 | 324 | Distributed from 923 Generation And Fuel | 2013
1880 | 4106 | CA | Solar Photovoltaic Project #15 | 57229 | S015B | 0 | OP | PV | SUN | 0.5 | 0.139 | 609.143 | 324 | Distributed from 923 Generation And Fuel | 2013
1881 | 4107 | CA | Solar Photovoltaic Project #15 | 57229 | S015C | 0 | OP | PV | SUN | 0.5 | 0.139 | 609.143 | 324 | Distributed from 923 Generation And Fuel | 2013
1882 | 4108 | CA | Solar Photovoltaic Project #15 | 57229 | S015D | 0 | OP | PV | SUN | 0.5 | 0.139 | 609.143 | 324 | Distributed from 923 Generation And Fuel | 2013
1883 | 4109 | CA | Solar Photovoltaic Project #15 | 57229 | S015E | 0 | OP | PV | SUN | 0.5 | 0.139 | 609.143 | 324 | Distributed from 923 Generation And Fuel | 2013
1884 | 4110 | CA | Solar Photovoltaic Project #15 | 57229 | S015F | 0 | OP | PV | SUN | 0.5 | 0.139 | 609.143 | 324 | Distributed from 923 Generation And Fuel | 2013
1885 | 4111 | CA | Solar Photovoltaic Project #15 | 57229 | S015G | 0 | OP | PV | SUN | 0.5 | 0.139 | 609.143 | 324 | Distributed from 923 Generation And Fuel | 2013
1886 | 4112 | CA | Solar Photovoltaic Project #16 | 57230 | S016A | 0 | OP | PV | SUN | 0.5 | 0.181 | 794.333 | 422.667 | Distributed from 923 Generation And Fuel | 2015
1887 | 4113 | CA | Solar Photovoltaic Project #16 | 57230 | S016B | 0 | OP | PV | SUN | 0.5 | 0.181 | 794.333 | 422.667 | Distributed from 923 Generation And Fuel | 2015
1888 | 4114 | CA | Solar Photovoltaic Project #16 | 57230 | S016C | 0 | OP | PV | SUN | 0.5 | 0.181 | 794.333 | 422.667 | Distributed from 923 Generation And Fuel | 2015
1889 | 4115 | CA | Solar Photovoltaic Project #17 | 57231 | S017A | 0 | OP | PV | SUN | 0.5 | 0.171 | 751 | 399.571 | Distributed from 923 Generation And Fuel | 2015
1890 | 4116 | CA | Solar Photovoltaic Project #17 | 57231 | S017B | 0 | OP | PV | SUN | 0.5 | 0.171 | 751 | 399.571 | Distributed from 923 Generation And Fuel | 2015
1891 | 4117 | CA | Solar Photovoltaic Project #17 | 57231 | S017C | 0 | OP | PV | SUN | 0.5 | 0.171 | 751 | 399.571 | Distributed from 923 Generation And Fuel | 2015
1892 | 4118 | CA | Solar Photovoltaic Project #17 | 57231 | S017D | 0 | OP | PV | SUN | 0.5 | 0.171 | 751 | 399.571 | Distributed from 923 Generation And Fuel | 2015
1893 | 4119 | CA | Solar Photovoltaic Project #17 | 57231 | S017E | 0 | OP | PV | SUN | 0.5 | 0.171 | 751 | 399.571 | Distributed from 923 Generation And Fuel | 2015
1894 | 4120 | CA | Solar Photovoltaic Project #17 | 57231 | S017F | 0 | OP | PV | SUN | 0.5 | 0.171 | 751 | 399.571 | Distributed from 923 Generation And Fuel | 2015
1895 | 4121 | CA | Solar Photovoltaic Project #17 | 57231 | S017G | 0 | OP | PV | SUN | 0.5 | 0.171 | 751 | 399.571 | Distributed from 923 Generation And Fuel | 2015
1896 | 4123 | CA | Solar Photovoltaic Project #18 | 57232 | S018A | 0 | OP | PV | SUN | 0.5 | 0.164 | 720 | 383 | Distributed from 923 Generation And Fuel | 2012
1897 | 4124 | CA | Solar Photovoltaic Project #18 | 57232 | S018B | 0 | OP | PV | SUN | 0.5 | 0.164 | 720 | 383 | Distributed from 923 Generation And Fuel | 2012
1898 | 4125 | CA | Solar Photovoltaic Project #18 | 57232 | S018C | 0 | OP | PV | SUN | 0.5 | 0.164 | 720 | 383 | Distributed from 923 Generation And Fuel | 2012
1899 | 4148 | CA | Solar Photovoltaic Project #22 | 57237 | S022A | 0 | OP | PV | SUN | 0.5 | 0.16 | 700 | 372.5 | Distributed from 923 Generation And Fuel | 2011
1900 | 4149 | CA | Solar Photovoltaic Project #22 | 57237 | S022B | 0 | OP | PV | SUN | 0.5 | 0.16 | 700 | 372.5 | Distributed from 923 Generation And Fuel | 2011
1901 | 4150 | CA | Solar Photovoltaic Project #22 | 57237 | S022C | 0 | OP | PV | SUN | 0.5 | 0.16 | 700 | 372.5 | Distributed from 923 Generation And Fuel | 2011
1902 | 4151 | CA | Solar Photovoltaic Project #22 | 57237 | S022D | 0 | OP | PV | SUN | 0.5 | 0.16 | 700 | 372.5 | Distributed from 923 Generation And Fuel | 2011
1903 | 4152 | CA | Solar Photovoltaic Project #23 | 57236 | S023A | 0 | OP | PV | SUN | 0.5 | 0.206 | 903.2 | 480.4 | Distributed from 923 Generation And Fuel | 2013
1904 | 4153 | CA | Solar Photovoltaic Project #23 | 57236 | S023B | 0 | OP | PV | SUN | 0.5 | 0.206 | 903.2 | 480.4 | Distributed from 923 Generation And Fuel | 2013
1905 | 4154 | CA | Solar Photovoltaic Project #23 | 57236 | S023C | 0 | OP | PV | SUN | 0.5 | 0.206 | 903.2 | 480.4 | Distributed from 923 Generation And Fuel | 2013
1906 | 4155 | CA | Solar Photovoltaic Project #23 | 57236 | S023D | 0 | OP | PV | SUN | 0.5 | 0.206 | 903.2 | 480.4 | Distributed from 923 Generation And Fuel | 2013
1907 | 4156 | CA | Solar Photovoltaic Project #23 | 57236 | S023E | 0 | OP | PV | SUN | 0.5 | 0.206 | 903.2 | 480.4 | Distributed from 923 Generation And Fuel | 2013
1908 | 4175 | CA | Solar Photovoltaic Project #26 | 57245 | S026A | 0 | OP | PV | SUN | 0.5 | 0.195 | 855.917 | 455.333 | Distributed from 923 Generation And Fuel | 2015
1909 | 4176 | CA | Solar Photovoltaic Project #26 | 57245 | S026B | 0 | OP | PV | SUN | 0.5 | 0.195 | 855.917 | 455.333 | Distributed from 923 Generation And Fuel | 2015
1910 | 4177 | CA | Solar Photovoltaic Project #26 | 57245 | S026C | 0 | OP | PV | SUN | 0.5 | 0.195 | 855.917 | 455.333 | Distributed from 923 Generation And Fuel | 2015
1911 | 4178 | CA | Solar Photovoltaic Project #26 | 57245 | S026D | 0 | OP | PV | SUN | 0.5 | 0.195 | 855.917 | 455.333 | Distributed from 923 Generation And Fuel | 2015
1912 | 4179 | CA | Solar Photovoltaic Project #26 | 57245 | S026E | 0 | OP | PV | SUN | 0.5 | 0.195 | 855.917 | 455.333 | Distributed from 923 Generation And Fuel | 2015
1913 | 4180 | CA | Solar Photovoltaic Project #26 | 57245 | S026F | 0 | OP | PV | SUN | 0.5 | 0.195 | 855.917 | 455.333 | Distributed from 923 Generation And Fuel | 2015
1914 | 4181 | CA | Solar Photovoltaic Project #26 | 57245 | S026G | 0 | OP | PV | SUN | 0.5 | 0.195 | 855.917 | 455.333 | Distributed from 923 Generation And Fuel | 2015
1915 | 4182 | CA | Solar Photovoltaic Project #26 | 57245 | S026H | 0 | OP | PV | SUN | 0.5 | 0.195 | 855.917 | 455.333 | Distributed from 923 Generation And Fuel | 2015
1916 | 4183 | CA | Solar Photovoltaic Project #26 | 57245 | S026I | 0 | OP | PV | SUN | 0.5 | 0.195 | 855.917 | 455.333 | Distributed from 923 Generation And Fuel | 2015
1917 | 4184 | CA | Solar Photovoltaic Project #26 | 57245 | S026J | 0 | OP | PV | SUN | 0.5 | 0.195 | 855.917 | 455.333 | Distributed from 923 Generation And Fuel | 2015
1918 | 4185 | CA | Solar Photovoltaic Project #26 | 57245 | SO26K | 0 | OP | PV | SUN | 0.5 | 0.195 | 855.917 | 455.333 | Distributed from 923 Generation And Fuel | 2015
1919 | 4186 | CA | Solar Photovoltaic Project #26 | 57245 | SO26L | 0 | OP | PV | SUN | 0.5 | 0.195 | 855.917 | 455.333 | Distributed from 923 Generation And Fuel | 2015
1920 | 4187 | CA | Solar Photovoltaic Project #27 | 57246 | S027A | 0 | OP | PV | SUN | 0.5 | 0.182 | 797 | 424 | Distributed from 923 Generation And Fuel | 2015
1921 | 4188 | CA | Solar Photovoltaic Project #27 | 57246 | S027B | 0 | OP | PV | SUN | 0.5 | 0.182 | 797 | 424 | Distributed from 923 Generation And Fuel | 2015
1922 | 4189 | CA | Solar Photovoltaic Project #27 | 57246 | S027C | 0 | OP | PV | SUN | 0.5 | 0.182 | 797 | 424 | Distributed from 923 Generation And Fuel | 2015
1923 | 4190 | CA | Solar Photovoltaic Project #27 | 57246 | S027D | 0 | OP | PV | SUN | 0.5 | 0.182 | 797 | 424 | Distributed from 923 Generation And Fuel | 2015
1924 | 4193 | CA | Solar Photovoltaic Project #28 | 57247 | S028A | 0 | OP | PV | SUN | 0.5 | 0.181 | 791.857 | 421.286 | Distributed from 923 Generation And Fuel | 2015
1925 | 4194 | CA | Solar Photovoltaic Project #28 | 57247 | S028B | 0 | OP | PV | SUN | 0.5 | 0.181 | 791.857 | 421.286 | Distributed from 923 Generation And Fuel | 2015
1926 | 4195 | CA | Solar Photovoltaic Project #28 | 57247 | S028C | 0 | OP | PV | SUN | 0.5 | 0.181 | 791.857 | 421.286 | Distributed from 923 Generation And Fuel | 2015
1927 | 4196 | CA | Solar Photovoltaic Project #28 | 57247 | S028D | 0 | OP | PV | SUN | 0.5 | 0.181 | 791.857 | 421.286 | Distributed from 923 Generation And Fuel | 2015
1928 | 4197 | CA | Solar Photovoltaic Project #28 | 57247 | S028E | 0 | OP | PV | SUN | 0.5 | 0.181 | 791.857 | 421.286 | Distributed from 923 Generation And Fuel | 2015
1929 | 4198 | CA | Solar Photovoltaic Project #28 | 57247 | S028F | 0 | OP | PV | SUN | 0.5 | 0.181 | 791.857 | 421.286 | Distributed from 923 Generation And Fuel | 2015
1930 | 4199 | CA | Solar Photovoltaic Project #28 | 57247 | S028G | 0 | OP | PV | SUN | 0.5 | 0.181 | 791.857 | 421.286 | Distributed from 923 Generation And Fuel | 2015
1931 | 4206 | CA | Solar Photovoltaic Project #32 | 57534 | S32A | 0 | OP | PV | SUN | 0.5 | 0.186 | 814.333 | 433.333 | Distributed from 923 Generation And Fuel | 2015
1932 | 4207 | CA | Solar Photovoltaic Project #32 | 57534 | S32B | 0 | OP | PV | SUN | 0.5 | 0.186 | 814.333 | 433.333 | Distributed from 923 Generation And Fuel | 2015
1933 | 4208 | CA | Solar Photovoltaic Project #32 | 57534 | S32C | 0 | OP | PV | SUN | 0.5 | 0.186 | 814.333 | 433.333 | Distributed from 923 Generation And Fuel | 2015
1934 | 4209 | CA | Solar Photovoltaic Project #33 | 57535 | S33A | 0 | OP | PV | SUN | 0.5 | 0.172 | 753.5 | 401 | Distributed from 923 Generation And Fuel | 2015
1935 | 4210 | CA | Solar Photovoltaic Project #33 | 57535 | S33B | 0 | OP | PV | SUN | 0.5 | 0.172 | 753.5 | 401 | Distributed from 923 Generation And Fuel | 2015
1936 | 4251 | CA | Solar Photovoltaic Project #42 | 57441 | S42A | 0 | OP | PV | SUN | 0.5 | 0.2 | 878.1 | 467.1 | Distributed from 923 Generation And Fuel | 2012
1937 | 4252 | CA | Solar Photovoltaic Project #42 | 57441 | S42B | 0 | OP | PV | SUN | 0.5 | 0.2 | 878.1 | 467.1 | Distributed from 923 Generation And Fuel | 2012
1938 | 4253 | CA | Solar Photovoltaic Project #42 | 57441 | S42C | 0 | OP | PV | SUN | 0.5 | 0.2 | 878.1 | 467.1 | Distributed from 923 Generation And Fuel | 2012
1939 | 4254 | CA | Solar Photovoltaic Project #42 | 57441 | S42D | 0 | OP | PV | SUN | 0.5 | 0.2 | 878.1 | 467.1 | Distributed from 923 Generation And Fuel | 2012
1940 | 4255 | CA | Solar Photovoltaic Project #42 | 57441 | S42E | 0 | OP | PV | SUN | 0.5 | 0.2 | 878.1 | 467.1 | Distributed from 923 Generation And Fuel | 2012
1941 | 4256 | CA | Solar Photovoltaic Project #42 | 57441 | S42F | 0 | OP | PV | SUN | 0.5 | 0.2 | 878.1 | 467.1 | Distributed from 923 Generation And Fuel | 2012
1942 | 4257 | CA | Solar Photovoltaic Project #42 | 57441 | S42G | 0 | OP | PV | SUN | 0.5 | 0.2 | 878.1 | 467.1 | Distributed from 923 Generation And Fuel | 2012
1943 | 4258 | CA | Solar Photovoltaic Project #42 | 57441 | S42H | 0 | OP | PV | SUN | 0.5 | 0.2 | 878.1 | 467.1 | Distributed from 923 Generation And Fuel | 2012
1944 | 4259 | CA | Solar Photovoltaic Project #42 | 57441 | S42I | 0 | OP | PV | SUN | 0.5 | 0.2 | 878.1 | 467.1 | Distributed from 923 Generation And Fuel | 2012
1945 | 4260 | CA | Solar Photovoltaic Project #42 | 57441 | S42J | 0 | OP | PV | SUN | 0.5 | 0.2 | 878.1 | 467.1 | Distributed from 923 Generation And Fuel | 2012
1946 | 4261 | CA | Solar Photovoltaic Project #44 | 57540 | S44A | 0 | OP | PV | SUN | 0.5 | 0.175 | 768.062 | 408.625 | Distributed from 923 Generation And Fuel | 2015
1947 | 4262 | CA | Solar Photovoltaic Project #44 | 57540 | S44B | 0 | OP | PV | SUN | 0.5 | 0.175 | 768.062 | 408.625 | Distributed from 923 Generation And Fuel | 2015
1948 | 4263 | CA | Solar Photovoltaic Project #44 | 57540 | S44C | 0 | OP | PV | SUN | 0.5 | 0.175 | 768.062 | 408.625 | Distributed from 923 Generation And Fuel | 2015
1949 | 4264 | CA | Solar Photovoltaic Project #44 | 57540 | S44D | 0 | OP | PV | SUN | 0.5 | 0.175 | 768.062 | 408.625 | Distributed from 923 Generation And Fuel | 2015
1950 | 4265 | CA | Solar Photovoltaic Project #44 | 57540 | S44E | 0 | OP | PV | SUN | 0.5 | 0.175 | 768.062 | 408.625 | Distributed from 923 Generation And Fuel | 2015
1951 | 4266 | CA | Solar Photovoltaic Project #44 | 57540 | S44F | 0 | OP | PV | SUN | 0.5 | 0.175 | 768.062 | 408.625 | Distributed from 923 Generation And Fuel | 2015
1952 | 4267 | CA | Solar Photovoltaic Project #44 | 57540 | S44G | 0 | OP | PV | SUN | 0.5 | 0.175 | 768.062 | 408.625 | Distributed from 923 Generation And Fuel | 2015
1953 | 4268 | CA | Solar Photovoltaic Project #44 | 57540 | S44H | 0 | OP | PV | SUN | 0.5 | 0.175 | 768.062 | 408.625 | Distributed from 923 Generation And Fuel | 2015
1954 | 4269 | CA | Solar Photovoltaic Project #44 | 57540 | S44I | 0 | OP | PV | SUN | 0.5 | 0.175 | 768.062 | 408.625 | Distributed from 923 Generation And Fuel | 2015
1955 | 4270 | CA | Solar Photovoltaic Project #44 | 57540 | S44J | 0 | OP | PV | SUN | 0.5 | 0.175 | 768.062 | 408.625 | Distributed from 923 Generation And Fuel | 2015
1956 | 4271 | CA | Solar Photovoltaic Project #44 | 57540 | S44K | 0 | OP | PV | SUN | 0.5 | 0.175 | 768.062 | 408.625 | Distributed from 923 Generation And Fuel | 2015
1957 | 4272 | CA | Solar Photovoltaic Project #44 | 57540 | S44L | 0 | OP | PV | SUN | 0.5 | 0.175 | 768.062 | 408.625 | Distributed from 923 Generation And Fuel | 2015
1958 | 4273 | CA | Solar Photovoltaic Project #44 | 57540 | S44M | 0 | OP | PV | SUN | 0.5 | 0.175 | 768.062 | 408.625 | Distributed from 923 Generation And Fuel | 2015
1959 | 4274 | CA | Solar Photovoltaic Project #44 | 57540 | S44N | 0 | OP | PV | SUN | 0.5 | 0.175 | 768.062 | 408.625 | Distributed from 923 Generation And Fuel | 2015
1960 | 4275 | CA | Solar Photovoltaic Project #44 | 57540 | S44O | 0 | OP | PV | SUN | 0.5 | 0.175 | 768.062 | 408.625 | Distributed from 923 Generation And Fuel | 2015
1961 | 4276 | CA | Solar Photovoltaic Project #44 | 57540 | S44P | 0 | OP | PV | SUN | 0.5 | 0.175 | 768.062 | 408.625 | Distributed from 923 Generation And Fuel | 2015
1962 | 4291 | CA | Solar Photovoltaic Project #48 | 57900 | S48A | 0 | OP | PV | SUN | 0.5 | 0.159 | 695.4 | 370 | Distributed from 923 Generation And Fuel | 2015
1963 | 4292 | CA | Solar Photovoltaic Project #48 | 57900 | S48B | 0 | OP | PV | SUN | 0.5 | 0.159 | 695.4 | 370 | Distributed from 923 Generation And Fuel | 2015
1964 | 4293 | CA | Solar Photovoltaic Project #48 | 57900 | S48C | 0 | OP | PV | SUN | 0.5 | 0.159 | 695.4 | 370 | Distributed from 923 Generation And Fuel | 2015
1965 | 4294 | CA | Solar Photovoltaic Project #48 | 57900 | S48D | 0 | OP | PV | SUN | 0.5 | 0.159 | 695.4 | 370 | Distributed from 923 Generation And Fuel | 2015
1966 | 4295 | CA | Solar Photovoltaic Project #48 | 57900 | S48E | 0 | OP | PV | SUN | 0.5 | 0.159 | 695.4 | 370 | Distributed from 923 Generation And Fuel | 2015
1967 | 4296 | CA | Solar Photovoltaic Project #48 | 57900 | S48F | 0 | OP | PV | SUN | 0.5 | 0.159 | 695.4 | 370 | Distributed from 923 Generation And Fuel | 2015
1968 | 4297 | CA | Solar Photovoltaic Project #48 | 57900 | S48G | 0 | OP | PV | SUN | 0.5 | 0.159 | 695.4 | 370 | Distributed from 923 Generation And Fuel | 2015
1969 | 4298 | CA | Solar Photovoltaic Project #48 | 57900 | S48H | 0 | OP | PV | SUN | 0.5 | 0.159 | 695.4 | 370 | Distributed from 923 Generation And Fuel | 2015
1970 | 4299 | CA | Solar Photovoltaic Project #48 | 57900 | S48I | 0 | OP | PV | SUN | 0.5 | 0.159 | 695.4 | 370 | Distributed from 923 Generation And Fuel | 2015
1971 | 4300 | CA | Solar Photovoltaic Project #48 | 57900 | S48J | 0 | OP | PV | SUN | 0.5 | 0.159 | 695.4 | 370 | Distributed from 923 Generation And Fuel | 2015
1972 | 4301 | CA | Solar Star 1 | 58388 | AVS1 | 0 | OP | PV | SUN | 39 | 0.244 | 83292.962 | 40311.038 | Distributed from 923 Generation And Fuel | 2014
1973 | 4302 | CA | Solar Star 1 | 58388 | SS11 | 0 | OP | PV | SUN | 54 | 0.244 | 115328.717 | 55815.283 | Distributed from 923 Generation And Fuel | 2015
1974 | 4303 | CA | Solar Star 1 | 58388 | SS12 | 0 | OP | PV | SUN | 54 | 0.244 | 115328.717 | 55815.283 | Distributed from 923 Generation And Fuel | 2015
1975 | 4304 | CA | Solar Star 1 | 58388 | SS13 | 0 | OP | PV | SUN | 58.5 | 0.244 | 124939.443 | 60466.557 | Distributed from 923 Generation And Fuel | 2014
1976 | 4305 | CA | Solar Star 1 | 58388 | SS14 | 0 | OP | PV | SUN | 33 | 0.244 | 70478.66 | 34109.34 | Distributed from 923 Generation And Fuel | 2015
1977 | 4306 | CA | Solar Star 1 | 58388 | SS15 | 0 | OP | PV | SUN | 15 | 0.244 | 32035.755 | 15504.245 | Distributed from 923 Generation And Fuel | 2014
1978 | 4307 | CA | Solar Star 1 | 58388 | SS16 | 0 | OP | PV | SUN | 64.5 | 0.244 | 137753.745 | 66668.255 | Distributed from 923 Generation And Fuel | 2014
1979 | 4308 | CA | Solar Star 2 | 58389 | AVS2 | 0 | OP | PV | SUN | 19.5 | 0.314 | 53666.796 | 28612.93 | Distributed from 923 Generation And Fuel | 2014
1980 | 4309 | CA | Solar Star 2 | 58389 | SS21 | 0 | OP | PV | SUN | 60 | 0.314 | 165128.602 | 88039.785 | Distributed from 923 Generation And Fuel | 2014
1981 | 4310 | CA | Solar Star 2 | 58389 | SS22 | 0 | OP | PV | SUN | 55.5 | 0.314 | 152743.957 | 81436.801 | Distributed from 923 Generation And Fuel | 2014
1982 | 4311 | CA | Solar Star 2 | 58389 | SS23 | 0 | OP | PV | SUN | 48 | 0.314 | 132102.882 | 70431.828 | Distributed from 923 Generation And Fuel | 2014
1983 | 4312 | CA | Solar Star 2 | 58389 | SS24 | 0 | OP | PV | SUN | 43.5 | 0.314 | 119718.237 | 63828.844 | Distributed from 923 Generation And Fuel | 2015
1984 | 4313 | CA | Solar Star 2 | 58389 | SS25 | 0 | OP | PV | SUN | 52.5 | 0.314 | 144487.527 | 77034.812 | Distributed from 923 Generation And Fuel | 2014
1985 | 4314 | CA | Solar Star California II LLC | 57933 | 1 | 0 | OP | PV | SUN | 2 | 0.222 | 3886 | 2067 | Distributed from 923 Generation And Fuel | 2012
1986 | 4315 | CA | Solar Star California, XLI, LLC | 60591 | RS1 | 0 | OP | PV | SUN | 54 | 0.033 | 15428 | 0 | Distributed from 923 Generation And Fuel | 2016
1987 | 4316 | CA | Solar Star California, XLIV, LLC | 60869 | PB1 | 0 | OP | PV | SUN | 9.5 | 0.011 | 913 | 0 | Distributed from 923 Generation And Fuel | 2016
1988 | 4317 | CA | Solverde 1 | 60185 | SOLV1 | 0 | OP | PV | SUN | 85 | 0.004 | 3104 | 0 | Distributed from 923 Generation And Fuel | 2016
1989 | 4318 | CA | Sonoma California Geothermal | 510 | 1 | 0 | OP | ST | GEO | 78 | 0.355 | 242482 | 126510 | Distributed from 923 Generation And Fuel | 1983
1990 | 4319 | CA | Sonoma Central Landfill Phase I | 55752 | P-11 | 0 | OP | IC | LFG | 0.8 | 0.565 | 3962.25 | 1687.25 | Distributed from 923 Generation And Fuel | 1993
1991 | 4320 | CA | Sonoma Central Landfill Phase I | 55752 | P-12 | 0 | OP | IC | LFG | 0.8 | 0.565 | 3962.25 | 1687.25 | Distributed from 923 Generation And Fuel | 1993
1992 | 4321 | CA | Sonoma Central Landfill Phase I | 55752 | P-13 | 0 | OP | IC | LFG | 0.8 | 0.565 | 3962.25 | 1687.25 | Distributed from 923 Generation And Fuel | 1993
1993 | 4322 | CA | Sonoma Central Landfill Phase I | 55752 | P-14 | 0 | OP | IC | LFG | 0.8 | 0.565 | 3962.25 | 1687.25 | Distributed from 923 Generation And Fuel | 1993
1994 | 4323 | CA | Sonoma Central Landfill Phase II | 55753 | P-21 | 0 | OP | IC | LFG | 0.8 | 0.552 | 3865 | 1645.75 | Distributed from 923 Generation And Fuel | 1996
1995 | 4324 | CA | Sonoma Central Landfill Phase II | 55753 | P-22 | 0 | OP | IC | LFG | 0.8 | 0.552 | 3865 | 1645.75 | Distributed from 923 Generation And Fuel | 1996
1996 | 4325 | CA | Sonoma Central Landfill Phase II | 55753 | P-23 | 0 | OP | IC | LFG | 0.8 | 0.552 | 3865 | 1645.75 | Distributed from 923 Generation And Fuel | 1996
1997 | 4326 | CA | Sonoma Central Landfill Phase II | 55753 | P-24 | 0 | OP | IC | LFG | 0.8 | 0.552 | 3865 | 1645.75 | Distributed from 923 Generation And Fuel | 1996
1998 | 4329 | CA | Sonoma County Fuel Cell | 57793 | FC-1 | 0 | OP | FC | NG | 1.4 | 0.38 | 4663 | 2188 | Distributed from 923 Generation And Fuel | 2010
1999 | 4330 | CA | Sonora 1 | 58578 | SON1 | 0 | OP | PV | SUN | 1.5 | 0.288 | 3790 | 2016 | Distributed from 923 Generation And Fuel | 2013
2000 | 4332 | CA | South | 280 | 1 | 0 | OP | HY | WAT | 6.7 | 0.347 | 20390 | 10653 | Distributed from 923 Generation And Fuel | 1979
2001 | 4333 | CA | South Bay Fuel Cell Plant | 57770 | SBFC | 0 | OP | FC | OBG | 1.5 | 0.423 | 5561 | 2418 | Distributed from 923 Generation And Fuel | 2012
2002 | 4334 | CA | South Belridge Cogeneration Facility | 50752 | GEN1 | 0 | OP | GT | NG | 31.4 | 0.52 | 142973.667 | 67076 | Distributed from 923 Generation And Fuel | 1985
2003 | 4335 | CA | South Belridge Cogeneration Facility | 50752 | GEN2 | 0 | OP | GT | NG | 31.4 | 0.52 | 142973.667 | 67076 | Distributed from 923 Generation And Fuel | 1985
2004 | 4336 | CA | South Belridge Cogeneration Facility | 50752 | GEN3 | 0 | OP | GT | NG | 31.4 | 0.52 | 142973.667 | 67076 | Distributed from 923 Generation And Fuel | 1986
2005 | 4337 | CA | Southeast Kern River Cogen | 50751 | GTG1 | 0 | OP | GT | NG | 24 | 0.51 | 107309.61 | 50343.896 | Distributed from 923 Generation And Fuel | 1989
2006 | 4340 | CA | Southeast Resource Recovery | 50837 | GEN1 | 3 | OP | ST | MSW | 35.6 | 0.513 | 159898 | 83472 | EIA-923 Generator File | 1988
2007 | 4342 | CA | SPA Cogen 3 | 7552 | CCCT | 0 | OP | CT | NG | 118.7 | 0.521 | 542011 | 228216 | EIA-923 Generator File | 1997
2008 | 4343 | CA | SPA Cogen 3 | 7552 | CCST | 1 | OP | CA | NG | 55.2 | 0.621 | 300358 | 133310 | EIA-923 Generator File | 1997
2009 | 4345 | CA | Spaulding 1 | 281 | 1 | 0 | OP | HY | WAT | 7 | 0.273 | 16756 | 8754 | Distributed from 923 Generation And Fuel | 1928
2010 | 4346 | CA | Spaulding 2 | 282 | 1 | 0 | OP | HY | WAT | 3.7 | 0.029 | 948 | 495 | Distributed from 923 Generation And Fuel | 1928
2011 | 4347 | CA | Spaulding 3 | 283 | 1 | 0 | OP | HY | WAT | 6.6 | 0.3 | 17352 | 9065 | Distributed from 923 Generation And Fuel | 1929
2012 | 4348 | CA | SPI Anderson 2 | 59658 | GEN1 | 1 | OP | ST | WDS | 30.2 | 0.457 | 121016.33 | 69483 | EIA-923 Generator File | 2015
2013 | 4349 | CA | Spicer Meadow Project | 54554 | GEN1 | 0 | OP | HY | WAT | 2.7 | 0.222 | 5248.983 | 2742.102 | Distributed from 923 Generation And Fuel | 1989
2014 | 4350 | CA | Spicer Meadow Project | 54554 | GEN2 | 0 | OP | HY | WAT | 2.7 | 0.222 | 5248.983 | 2742.102 | Distributed from 923 Generation And Fuel | 1989
2015 | 4351 | CA | Spicer Meadow Project | 54554 | GEN3 | 0 | OP | HY | WAT | 0.5 | 0.222 | 972.034 | 507.797 | Distributed from 923 Generation And Fuel | 1989
2016 | 4352 | CA | Spreckels Sugar Company | 57916 | 1 | 0 | OP | ST | NG | 8.9 | 0.248 | 19369.93 | 0 | EIA-923 Generator File | 1948
2017 | 4353 | CA | Spring Creek | 450 | 1 | 0 | OP | HY | WAT | 90 | 0.123 | 96862 | 40395.5 | Distributed from 923 Generation And Fuel | 1964
2018 | 4354 | CA | Spring Creek | 450 | 2 | 0 | OP | HY | WAT | 90 | 0.123 | 96862 | 40395.5 | Distributed from 923 Generation And Fuel | 1964
2019 | 4355 | CA | Spring Gap | 284 | 1 | 0 | OP | HY | WAT | 6 | 0.662 | 34819 | 18191 | Distributed from 923 Generation And Fuel | 1921
2020 | 4357 | CA | Springbok Solar Farm 1 | 59532 | SB1 | 0 | OP | PV | SUN | 105 | 0.137 | 125680 | 74687 | Distributed from 923 Generation And Fuel | 2016
2021 | 4358 | CA | Springbok Solar Farm 2 | 59840 | SB2 | 0 | OP | PV | SUN | 155 | 0.058 | 79192 | 9872 | Distributed from 923 Generation And Fuel | 2016
2022 | 4359 | CA | Springs Generating Station | 56144 | 1 | 0 | OP | GT | NG | 10 | 0 | 0.25 | 0 | Distributed from 923 Generation And Fuel | 2002
2023 | 4360 | CA | Springs Generating Station | 56144 | 2 | 0 | OP | GT | NG | 10 | 0 | 0.25 | 0 | Distributed from 923 Generation And Fuel | 2002
2024 | 4361 | CA | Springs Generating Station | 56144 | 3 | 0 | OP | GT | NG | 10 | 0 | 0.25 | 0 | Distributed from 923 Generation And Fuel | 2002
2025 | 4362 | CA | Springs Generating Station | 56144 | 4 | 0 | OP | GT | NG | 10 | 0 | 0.25 | 0 | Distributed from 923 Generation And Fuel | 2002
2026 | 4363 | CA | Springville Hydroelectric | 56125 | 4152 | 0 | OP | HY | WAT | 1 | 0.133 | 1167 | 610 | Distributed from 923 Generation And Fuel | 1994
2027 | 4385 | CA | SRI International Cogen Project | 50537 | GEN1 | 0 | OP | GT | NG | 6 | 0.581 | 30523 | 14320 | Distributed from 923 Generation And Fuel | 1987
2028 | 4386 | CA | Stampede | 7066 | 1 | 0 | OP | HY | WAT | 3 | 0.158 | 4151.667 | 2169.167 | Distributed from 923 Generation And Fuel | 1988
2029 | 4387 | CA | Stampede | 7066 | 2 | 0 | OP | HY | WAT | 0.6 | 0.158 | 830.333 | 433.833 | Distributed from 923 Generation And Fuel | 1988
2030 | 4388 | CA | Stanislaus | 285 | HC1 | 0 | OP | HY | WAT | 81.9 | 0.561 | 402166 | 190833 | Distributed from 923 Generation And Fuel | 1963
2031 | 4392 | CA | Staples La Mirada, CA | 57683 | 1 | 0 | OP | PV | SUN | 1.1 | 0.092 | 885 | 471 | Distributed from 923 Generation And Fuel | 2009
2032 | 4393 | CA | Starbucks - Evolution Fresh | 59804 | SBK00 | 0 | OP | FC | NG | 1.1 | 0.728 | 7018 | 3292 | Distributed from 923 Generation And Fuel | 2014
2033 | 4394 | CA | Stateline Solar | 58646 | STL | 0 | OP | PV | SUN | 75.9 | 0.209 | 138825.788 | 72074.082 | Distributed from 923 Generation And Fuel | 2015
2034 | 4395 | CA | Stateline Solar | 58646 | STL2 | 0 | OP | PV | SUN | 34.1 | 0.209 | 62371.006 | 32381.11 | Distributed from 923 Generation And Fuel | 2015
2035 | 4396 | CA | Stateline Solar | 58646 | STL3 | 0 | OP | PV | SUN | 37.9 | 0.209 | 69321.441 | 35989.562 | Distributed from 923 Generation And Fuel | 2016
2036 | 4397 | CA | Stateline Solar | 58646 | STL4 | 0 | OP | PV | SUN | 37.9 | 0.209 | 69321.441 | 35989.562 | Distributed from 923 Generation And Fuel | 2016
2037 | 4398 | CA | Stateline Solar | 58646 | STL5 | 0 | OP | PV | SUN | 37.9 | 0.209 | 69321.441 | 35989.562 | Distributed from 923 Generation And Fuel | 2016
2038 | 4399 | CA | Stateline Solar | 58646 | STL6 | 0 | OP | PV | SUN | 37.9 | 0.209 | 69321.441 | 35989.562 | Distributed from 923 Generation And Fuel | 2016
2039 | 4400 | CA | Stateline Solar | 58646 | STL7 | 0 | OP | PV | SUN | 37.9 | 0.209 | 69321.441 | 35989.562 | Distributed from 923 Generation And Fuel | 2016
2040 | 4401 | CA | Stockton Biomass | 54238 | STG | 3 | OP | ST | WDS | 54 | 0.739 | 349636 | 154098 | EIA-923 Generator File | 1987
2041 | 4402 | CA | Stony Gorge | 7151 | 1 | 0 | OP | HY | WAT | 2.5 | 0.199 | 4364.5 | 2280 | Distributed from 923 Generation And Fuel | 1986
2042 | 4403 | CA | Stony Gorge | 7151 | 2 | 0 | OP | HY | WAT | 2.5 | 0.199 | 4364.5 | 2280 | Distributed from 923 Generation And Fuel | 1986
2043 | 4404 | CA | Strata Roof 1 | 60219 | UNIT1 | 0 | OP | PV | SUN | 1 | 0.189 | 1652 | 879 | Distributed from 923 Generation And Fuel | 2013
2044 | 4405 | CA | Stroud Solar Station | 57497 | 1 | 0 | OP | PV | SUN | 20 | 0.22 | 38539 | 20503 | Distributed from 923 Generation And Fuel | 2011
2045 | 4406 | CA | Subregional Water Reclamation Facility | 58960 | S200 | 0 | OP | IC | OBG | 1.1 | 0.287 | 2764.25 | 1194 | Distributed from 923 Generation And Fuel | 2013
2046 | 4407 | CA | Subregional Water Reclamation Facility | 58960 | S201 | 0 | OP | IC | OBG | 1.1 | 0.287 | 2764.25 | 1194 | Distributed from 923 Generation And Fuel | 2013
2047 | 4408 | CA | Subregional Water Reclamation Facility | 58960 | S202 | 0 | OP | IC | OBG | 1.1 | 0.287 | 2764.25 | 1194 | Distributed from 923 Generation And Fuel | 2013
2048 | 4409 | CA | Subregional Water Reclamation Facility | 58960 | S203 | 0 | OP | IC | OBG | 1.1 | 0.287 | 2764.25 | 1194 | Distributed from 923 Generation And Fuel | 2013
2049 | 4410 | CA | Summer North Solar | 58757 | UE2 | 0 | OP | PV | SUN | 1.5 | 0.291 | 3817.615 | 2031 | Distributed from 923 Generation And Fuel | 2014
2050 | 4411 | CA | Summer North Solar | 58757 | UF2 | 0 | OP | PV | SUN | 2 | 0.291 | 5090.154 | 2708 | Distributed from 923 Generation And Fuel | 2014
2051 | 4412 | CA | Summer North Solar | 58757 | UG2 | 0 | OP | PV | SUN | 1.5 | 0.291 | 3817.615 | 2031 | Distributed from 923 Generation And Fuel | 2014
2052 | 4413 | CA | Summer North Solar | 58757 | UH2 | 0 | OP | PV | SUN | 1.5 | 0.291 | 3817.615 | 2031 | Distributed from 923 Generation And Fuel | 2014
2053 | 4414 | CA | Summer Solar A2 | 58753 | SSA2 | 0 | OP | PV | SUN | 1.5 | 0.285 | 3751 | 1996 | Distributed from 923 Generation And Fuel | 2014
2054 | 4415 | CA | Summer Solar B2 | 58754 | SSB2 | 0 | OP | PV | SUN | 1.5 | 0.291 | 3820 | 2032 | Distributed from 923 Generation And Fuel | 2014
2055 | 4416 | CA | Summer Solar C2 | 58755 | SSC2 | 0 | OP | PV | SUN | 1.5 | 0.292 | 3841 | 2043 | Distributed from 923 Generation And Fuel | 2014
2056 | 4417 | CA | Summer Solar D2 | 58756 | SSD2 | 0 | OP | PV | SUN | 1 | 0.266 | 2328 | 1238 | Distributed from 923 Generation And Fuel | 2014
2057 | 4418 | CA | Summer Solar LLC | 60280 | SUMSL | 0 | OP | PV | SUN | 20 | 0.133 | 23385 | 14274 | Distributed from 923 Generation And Fuel | 2016
2058 | 4419 | CA | Sun City Project LLC | 57360 | 1 | 0 | OP | PV | SUN | 20 | 0.239 | 41950 | 22317 | Distributed from 923 Generation And Fuel | 2011
2059 | 4420 | CA | Sun Harvest Solar NDP1 | 59687 | NDP1 | 0 | OP | PV | SUN | 1.5 | 0.301 | 3954 | 2104 | Distributed from 923 Generation And Fuel | 2015
2060 | 4422 | CA | SunE- E Philadelphia Ontario | 59916 | 12307 | 0 | OP | PV | SUN | 1 | 0.198 | 1734 | 1029 | Distributed from 923 Generation And Fuel | 2016
2061 | 4424 | CA | SunE Rochester | 60032 | RCHTR | 0 | OP | PV | SUN | 1 |  |  |  |  | 2016
2062 | 4425 | CA | SunEdison Anheuser Busch Fairfield | 57010 | 1 | 0 | OP | PV | SUN | 1 | 0.302 | 2642 | 1406 | Distributed from 923 Generation And Fuel | 2008
2063 | 4426 | CA | SunEdison Ironwood State Prison | 57007 | 1 | 0 | OP | PV | SUN | 1 | 0.425 | 3722 | 1980 | Distributed from 923 Generation And Fuel | 2008
2064 | 4427 | CA | SunEdison Procter & Gamble Oxnard | 57008 | 1 | 0 | OP | PV | SUN | 1 | 0.21 | 1839 | 978 | Distributed from 923 Generation And Fuel | 2009
2065 | 4428 | CA | SunEdison Walgreens Moreno Valley | 57004 | 1 | 0 | OP | PV | SUN | 1 | 0.107 | 941 | 501 | Distributed from 923 Generation And Fuel | 2007
2066 | 4429 | CA | SunEdison Walmart Apple Valley DC | 57012 | 1 | 0 | OP | PV | SUN | 1 | 0.274 | 2398 | 1276 | Distributed from 923 Generation And Fuel | 2009
2067 | 4430 | CA | Sunnyvale City of WPCP | 57557 | S-14 | 0 | OP | IC | LFG | 0.8 | 0.703 | 4927.5 | 2172 | Distributed from 923 Generation And Fuel | 1997
2068 | 4431 | CA | Sunnyvale City of WPCP | 57557 | S-15 | 0 | OP | IC | LFG | 0.8 | 0.703 | 4927.5 | 2172 | Distributed from 923 Generation And Fuel | 1997
2069 | 4436 | CA | Sunrise Power LLC | 55182 | STG | 2 | OP | CA | NG | 270 | 0.595 | 1408286 | 676399 | EIA-923 Generator File | 2003
2070 | 4437 | CA | Sunrise Power LLC | 55182 | X718 | 0 | OP | CT | NG | 167.7 | 0.722 | 1061235 | 489789 | EIA-923 Generator File | 2001
2071 | 4438 | CA | Sunrise Power LLC | 55182 | X719 | 0 | OP | CT | NG | 167.7 | 0.714 | 1048429 | 494340 | EIA-923 Generator File | 2001
2072 | 4439 | CA | Sunset Reservoir North Basin | 57559 | 1 | 0 | OP | PV | SUN | 4.5 | 0.175 | 6879 | 3660 | Distributed from 923 Generation And Fuel | 2010
2073 | 4440 | CA | Sunshine Gas Producers | 58429 | 1 | 0 | OP | GT | LFG | 4.6 | 0.646 | 26038.8 | 11087.4 | Distributed from 923 Generation And Fuel | 2014
2074 | 4441 | CA | Sunshine Gas Producers | 58429 | 2 | 0 | OP | GT | LFG | 4.6 | 0.646 | 26038.8 | 11087.4 | Distributed from 923 Generation And Fuel | 2014
2075 | 4442 | CA | Sunshine Gas Producers | 58429 | 3 | 0 | OP | GT | LFG | 4.6 | 0.646 | 26038.8 | 11087.4 | Distributed from 923 Generation And Fuel | 2014
2076 | 4443 | CA | Sunshine Gas Producers | 58429 | 4 | 0 | OP | GT | LFG | 4.6 | 0.646 | 26038.8 | 11087.4 | Distributed from 923 Generation And Fuel | 2014
2077 | 4444 | CA | Sunshine Gas Producers | 58429 | 5 | 0 | OP | GT | LFG | 4.6 | 0.646 | 26038.8 | 11087.4 | Distributed from 923 Generation And Fuel | 2014
2078 | 4445 | CA | Sutter Energy Center | 55112 | CT01 | 0 | OP | CT | NG | 212 | 0 | 54 | 0 | EIA-923 Generator File | 2001
2079 | 4446 | CA | Sutter Energy Center | 55112 | CT02 | 0 | OP | CT | NG | 212 | 0 | 66 | 0 | EIA-923 Generator File | 2001
2080 | 4447 | CA | Sutter Energy Center | 55112 | ST01 | 2 | OP | CA | NG | 212 | 0 | 0 | 0 | EIA-923 Generator File | 2001
2081 | 4448 | CA | Swanmill Windfarm I | 54650 | EXI2 | 0 | OP | WT | WND | 9.1 |  |  |  |  | 1989
2082 | 4449 | CA | Swanmill Windfarm I | 54650 | EXIS | 0 | OP | WT | WND | 9.6 |  |  |  |  | 1988
2083 | 4450 | CA | Sycamore Cogeneration | 50134 | GTAG | 0 | OP | GT | NG | 75 | 0.518 | 340610 | 142725 | Distributed from 923 Generation And Fuel | 1987
2084 | 4451 | CA | Sycamore Cogeneration | 50134 | GTBG | 0 | OP | GT | NG | 75 | 0.518 | 340610 | 142725 | Distributed from 923 Generation And Fuel | 1987
2085 | 4452 | CA | Sycamore Cogeneration | 50134 | GTCG | 0 | OP | GT | NG | 75 | 0.518 | 340610 | 142725 | Distributed from 923 Generation And Fuel | 1987
2086 | 4453 | CA | Sycamore Cogeneration | 50134 | GTDG | 0 | OP | GT | NG | 75 | 0.518 | 340610 | 142725 | Distributed from 923 Generation And Fuel | 1987
2087 | 4454 | CA | Sycamore Energy 1 | 10387 | 1A | 0 | OP | GT | LFG | 1.2 | 0.437 | 4592.889 | 1955.778 | Distributed from 923 Generation And Fuel | 2011
2088 | 4455 | CA | Sycamore Energy 1 | 10387 | 2A | 0 | OP | GT | LFG | 1.2 | 0.437 | 4592.889 | 1955.778 | Distributed from 923 Generation And Fuel | 2011
2089 | 4456 | CA | Sycamore Energy 1 | 10387 | 3 | 0 | OP | GT | LFG | 3 | 0.437 | 11482.222 | 4889.444 | Distributed from 923 Generation And Fuel | 2004
2090 | 4459 | CA | TA-Acacia, LLC | 59443 | WAS1 | 0 | OP | PV | SUN | 20 | 0.354 | 62028 | 32999 | Distributed from 923 Generation And Fuel | 2014
2091 | 4460 | CA | Taft 26C Cogen | 52085 | TG1 | 0 | OP | GT | NG | 3.1 | 0.727 | 19744.5 | 9263 | Distributed from 923 Generation And Fuel | 1982
2092 | 4461 | CA | Taft 26C Cogen | 52085 | TG2 | 0 | OP | GT | NG | 3.1 | 0.727 | 19744.5 | 9263 | Distributed from 923 Generation And Fuel | 1982
2093 | 4462 | CA | Taft 26C Cogen | 52085 | TG3 | 0 | OP | GT | NG | 3.1 | 0.727 | 19744.5 | 9263 | Distributed from 923 Generation And Fuel | 1982
2094 | 4463 | CA | Taft 26C Cogen | 52085 | TG4 | 0 | OP | GT | NG | 3.1 | 0.727 | 19744.5 | 9263 | Distributed from 923 Generation And Fuel | 1982
2095 | 4464 | CA | TA-High Desert LLC | 58149 | TAHD | 0 | OP | PV | SUN | 20 | 0.319 | 55872 | 29724 | Distributed from 923 Generation And Fuel | 2013
2096 | 4465 | CA | Tahquitz High School | 58232 | TAHQ | 0 | OP | PV | SUN | 1 | 0.195 | 1711 | 910 | Distributed from 923 Generation And Fuel | 2012
2097 | 4466 | CA | Tajiguas Plant | 55603 | UNT1 | 0 | OP | IC | LFG | 3 | 0.945 | 24829 | 10572 | Distributed from 923 Generation And Fuel | 2000
2098 | 4467 | CA | Taylor Farms | 59330 | TAY1 | 0 | OP | WT | WND | 1 | 0.444 | 3891 | 2141 | Distributed from 923 Generation And Fuel | 2014
2099 | 4468 | CA | Taylor Farms Salinas | 58303 | TLR | 0 | OP | FC | NG | 1.1 | 0.717 | 6910 | 3242 | Distributed from 923 Generation And Fuel | 2012
2100 | 4469 | CA | Tehachapi Energy Storage Project | 59661 | TSP1 | 0 | OP | BA | MWH | 8 | 0 | 0 | 0 | Distributed from 923 Generation And Fuel | 2016
2101 | 4471 | CA | Tehachapi Wind Resource I | 10191 | EXIS | 0 | OP | WT | WND | 8.7 | 0.2 | 15248 | 8391 | Distributed from 923 Generation And Fuel | 1984
2102 | 4473 | CA | Tehachapi Wind Resource II | 54909 | EXI2 | 0 | OP | WT | WND | 8.3 | 0.255 | 18568.123 | 10217.717 | Distributed from 923 Generation And Fuel | 2002
2103 | 4474 | CA | Tehachapi Wind Resource II | 54909 | EXIS | 0 | OP | WT | WND | 13.6 | 0.255 | 30424.877 | 16742.283 | Distributed from 923 Generation And Fuel | 1997
2104 | 4476 | CA | Teichert Materials-Teichert Vernalis | 57594 | WTG1 | 0 | OP | WT | WND | 1.5 | 0.119 | 1563 | 860 | Distributed from 923 Generation And Fuel | 2010
2105 | 4478 | CA | Temescal | 479 | 1 | 0 | OP | HY | WAT | 2.9 | 0.641 | 16278 | 8504 | Distributed from 923 Generation And Fuel | 1983
2106 | 4479 | CA | Temescal Canyon RV, LLC | 57656 | 1 | 0 | OP | PV | SUN | 1.5 | 0.191 | 2511 | 1336 | Distributed from 923 Generation And Fuel | 2011
2107 | 4480 | CA | Tequesquite Landfill Solar PV Project | 60035 | RPU1 | 0 | OP | PV | SUN | 7.3 | 0.24 | 15367 | 8175 | Distributed from 923 Generation And Fuel | 2015
2108 | 4481 | CA | Terminus Hydroelectric Project | 54343 | GEN1 | 0 | OP | HY | WAT | 20.1 | 0.17 | 29869 | 15605 | Distributed from 923 Generation And Fuel | 1990
2109 | 4482 | CA | Terra Francesco | 59541 | 3 | 0 | OP | PV | SUN | 1.5 | 0.238 | 3121 | 1660 | Distributed from 923 Generation And Fuel | 2015
2110 | 4483 | CA | Terra-Gen 251 Wind LLC | 52161 | WGNS | 0 | OP | WT | WND | 18.4 | 0.142 | 22832 | 12564 | Distributed from 923 Generation And Fuel | 1987
2111 | 4484 | CA | Terra-Gen VG Wind LLC | 56570 | WGNS | 0 | OP | WT | WND | 7.4 | 0.205 | 13321 | 7330 | Distributed from 923 Generation And Fuel | 1984
2112 | 4491 | CA | Tesoro Wilmington Calciner | 10601 | GEN1 | 0 | OP | ST | WH | 34 | 0.695 | 207055 | 87885 | Distributed from 923 Generation And Fuel | 1982
2113 | 4497 | CA | Thermalito Diverson Dam | 7129 | TD1 | 0 | OP | HY | WAT | 3.4 | 0.682 | 20321 | 10616 | Distributed from 923 Generation And Fuel | 1987
2114 | 4499 | CA | Three Forks Water Power Project | 54308 | 1 | 0 | OP | HY | WAT | 1.3 | 0.676 | 7702 | 4024 | Distributed from 923 Generation And Fuel | 1984
2115 | 4500 | CA | THUMS | 56051 | GEN1 | 0 | OP | GT | NG | 57.4 | 0.754 | 379218 | 177910 | Distributed from 923 Generation And Fuel | 2003
2116 | 4503 | CA | Tiger Creek | 287 | H1 | 0 | OP | HY | WAT | 25.5 | 0.589 | 131592.213 | 68748.879 | Distributed from 923 Generation And Fuel | 1931
2117 | 4504 | CA | Tiger Creek | 287 | H2 | 0 | OP | HY | WAT | 26.7 | 0.589 | 137784.787 | 71984.121 | Distributed from 923 Generation And Fuel | 1931
2118 | 4505 | CA | Toadtown | 714 | 1 | 0 | OP | HY | WAT | 1.8 | 0.204 | 3216 | 1680 | Distributed from 923 Generation And Fuel | 1986
2119 | 4507 | CA | Topaz Solar Farm | 57695 | TPZ1 | 0 | OP | PV | SUN | 129.8 | 0.247 | 280415.853 | 141720.598 | Distributed from 923 Generation And Fuel | 2013
2120 | 4508 | CA | Topaz Solar Farm | 57695 | TPZ2 | 0 | OP | PV | SUN | 151.2 | 0.247 | 326647.742 | 165085.935 | Distributed from 923 Generation And Fuel | 2013
2121 | 4509 | CA | Topaz Solar Farm | 57695 | TPZ3 | 0 | OP | PV | SUN | 102.1 | 0.247 | 220573.641 | 111476.68 | Distributed from 923 Generation And Fuel | 2014
2122 | 4510 | CA | Topaz Solar Farm | 57695 | TPZ4 | 0 | OP | PV | SUN | 90.3 | 0.247 | 195081.29 | 98592.989 | Distributed from 923 Generation And Fuel | 2014
2123 | 4511 | CA | Topaz Solar Farm | 57695 | TPZ5 | 0 | OP | PV | SUN | 112.5 | 0.247 | 243041.475 | 122831.797 | Distributed from 923 Generation And Fuel | 2014
2124 | 4512 | CA | Torrance Refining Company, LLC | 50624 | EXP1 | 0 | OP | ST | WH | 7.5 | 0.234 | 15388.433 | 6837.873 | Distributed from 923 Generation And Fuel | 1983
2125 | 4514 | CA | Torrance Refining Company, LLC | 50624 | STG1 | 0 | OP | ST | WH | 19.3 | 0.234 | 39599.567 | 17596.127 | Distributed from 923 Generation And Fuel | 1988
2126 | 4515 | CA | Total Energy Facilities | 10091 | G2 | 0 | OP | CT | OBG | 9.9 | 0.576 | 49926 | 18345 | EIA-923 Generator File | 2003
2127 | 4516 | CA | Total Energy Facilities | 10091 | G3 | 0 | OP | CT | OBG | 9.9 | 0.481 | 41672 | 10900 | EIA-923 Generator File | 2001
2128 | 4517 | CA | Total Energy Facilities | 10091 | GEN1 | 0 | OP | CT | OBG | 9.9 | 0.367 | 31852 | 20760 | EIA-923 Generator File | 1986
2129 | 4518 | CA | Total Energy Facilities | 10091 | GEN4 | 0 | OP | CA | OBG | 8.7 | 0.4 | 30451 | 13382 | EIA-923 Generator File | 1986
2130 | 4522 | CA | Toyon Power Station | 54327 | TOY4 | 0 | OP | IC | LFG | 1.8 | 0 | 0 | 0 | Distributed from 923 Generation And Fuel | 1986
2131 | 4523 | CA | Toyon Power Station | 54327 | TOY5 | 0 | OP | IC | LFG | 1.8 | 0 | 0 | 0 | Distributed from 923 Generation And Fuel | 1986
2132 | 4526 | CA | TPC Windfarms LLC | 54647 | EXIS | 0 | OP | WT | WND | 28.7 | 0.234 | 58940 | 29917 | Distributed from 923 Generation And Fuel | 1986
2133 | 4527 | CA | Tracy Combined Cycle Power Plant | 55933 | TCC1 | 2 | OP | CA | NG | 167.3 | 0.084 | 123038 | 42804 | EIA-923 Generator File | 2012
2134 | 4528 | CA | Tracy Combined Cycle Power Plant | 55933 | TPP1 | 0 | OP | CT | NG | 84.4 | 0.135 | 99719 | 35373 | EIA-923 Generator File | 2003
2135 | 4529 | CA | Tracy Combined Cycle Power Plant | 55933 | TPP2 | 0 | OP | CT | NG | 84.4 | 0.14 | 103661 | 31665 | EIA-923 Generator File | 2003
2136 | 4530 | CA | Transamerica Pyramid | 58619 | 1 | 0 | OP | IC | NG | 0.5 | 0.364 | 1593.5 | 747.5 | Distributed from 923 Generation And Fuel | 2007
2137 | 4531 | CA | Transamerica Pyramid | 58619 | 2 | 0 | OP | IC | NG | 0.5 | 0.364 | 1593.5 | 747.5 | Distributed from 923 Generation And Fuel | 2007
2138 | 4533 | CA | Trinity | 451 | 1 | 0 | OP | HY | WAT | 70 | 0.227 | 138902 | 111658.5 | Distributed from 923 Generation And Fuel | 1964
2139 | 4534 | CA | Trinity | 451 | 2 | 0 | OP | HY | WAT | 70 | 0.227 | 138902 | 111658.5 | Distributed from 923 Generation And Fuel | 1964
2140 | 4535 | CA | Tropico Solar PV Plant | 59599 | GEN1 | 0 | OP | PV | SUN | 14 | 0.064 | 7872 | 2543 | Distributed from 923 Generation And Fuel | 2016
2141 | 4536 | CA | Tulare 1 and 2 | 58642 | 1 | 0 | OP | PV | SUN | 1.5 | 0.224 | 2942.5 | 1565.5 | Distributed from 923 Generation And Fuel | 2014
2142 | 4537 | CA | Tulare 1 and 2 | 58642 | 2 | 0 | OP | PV | SUN | 1.5 | 0.224 | 2942.5 | 1565.5 | Distributed from 923 Generation And Fuel | 2014
2143 | 4539 | CA | Tule River | 289 | 1 | 0 | OP | HY | WAT | 4.2 | 0.202 | 7449 | 3891.5 | Distributed from 923 Generation And Fuel | 1914
2144 | 4540 | CA | Tule River | 289 | 2 | 0 | OP | HY | WAT | 4.2 | 0.202 | 7449 | 3891.5 | Distributed from 923 Generation And Fuel | 1914
2145 | 4542 | CA | Tulloch | 416 | 1 | 0 | OP | HY | WAT | 8.5 | 0.404 | 30050.31 | 15699.36 | Distributed from 923 Generation And Fuel | 1958
2146 | 4543 | CA | Tulloch | 416 | 2 | 0 | OP | HY | WAT | 8.5 | 0.404 | 30050.31 | 15699.36 | Distributed from 923 Generation And Fuel | 1958
2147 | 4544 | CA | Tulloch | 416 | 3 | 0 | OP | HY | WAT | 7.2 | 0.404 | 25454.38 | 13298.281 | Distributed from 923 Generation And Fuel | 2012
2148 | 4546 | CA | Turlock Lake | 161 | 1 | 0 | OP | HY | WAT | 1.1 | 0.001 | 6 | 3 | Distributed from 923 Generation And Fuel | 1980
2149 | 4547 | CA | Turlock Lake | 161 | 2 | 0 | OP | HY | WAT | 1.1 | 0.001 | 6 | 3 | Distributed from 923 Generation And Fuel | 1980
2150 | 4548 | CA | Turlock Lake | 161 | 3 | 0 | OP | HY | WAT | 1.1 | 0.001 | 6 | 3 | Distributed from 923 Generation And Fuel | 1980
2151 | 4549 | CA | UC Davis South Campus | 59872 | UCD1 | 0 | OP | PV | SUN | 13 | 0.26 | 29651 | 15774 | Distributed from 923 Generation And Fuel | 2015
2152 | 4550 | CA | UCI Facilities Management Central Plant | 57122 | CTG1 | 0 | OP | CT | NG | 13.5 | 0.827 | 97785 | 45875.695 | EIA-923 Generator File | 2007
2153 | 4551 | CA | UCI Facilities Management Central Plant | 57122 | STG1 | 0 | OP | CA | NG | 5.5 | 0.21 | 10130 | 4752.475 | EIA-923 Generator File | 2007
2154 | 4552 | CA | UCI Fuel Cell | 60120 | MB-16 | 0 | OP | FC | NG | 1.4 | 0.898 | 11015 | 5168 | Distributed from 923 Generation And Fuel | 2015
2155 | 4553 | CA | UCLA So Campus Cogen Project | 52073 | GEN1 | 0 | OP | CT | NG | 14.5 | 0.877 | 111429.72 | 44555 | EIA-923 Generator File | 1993
2156 | 4554 | CA | UCLA So Campus Cogen Project | 52073 | GEN2 | 0 | OP | CT | NG | 14.5 | 0.874 | 110994.19 | 47647 | EIA-923 Generator File | 1993
2157 | 4555 | CA | UCLA So Campus Cogen Project | 52073 | GEN3 | 2 | OP | CA | NG | 14 | 0.229 | 28046.58 | 12295 | EIA-923 Generator File | 1993
2158 | 4556 | CA | UCSD Fuel Cell Plant | 57735 | UCSD | 0 | OP | FC | OBG | 3 | 0.576 | 15150 | 6572 | Distributed from 923 Generation And Fuel | 2011
2159 | 4557 | CA | Union Valley | 6612 | 1 | 0 | OP | HY | WAT | 38.6 | 0.325 | 109772 | 57349 | Distributed from 923 Generation And Fuel | 1963
2160 | 4558 | CA | Univ of Calif Santa Cruz Cogeneration | 50064 | 003 | 0 | OP | GT | NG | 4.4 | 0.607 | 23399 | 10978 | Distributed from 923 Generation And Fuel | 2015
2161 | 4561 | CA | Univ of California San Diego Solar | 57856 | SGU1 | 0 | OP | PV | SUN | 1.2 | 0.226 | 2379 | 1266 | Distributed from 923 Generation And Fuel | 2008
2162 | 4562 | CA | Univ of San Francisco Cogen | 50089 | S-17 | 0 | OP | IC | NG | 1.5 | 0.433 | 5686 | 2668 | Distributed from 923 Generation And Fuel | 1987
2163 | 4563 | CA | University of California San Diego | 57584 | BS1 | 0 | OP | BA | MWH | 2.5 |  | -156 | -69.318 | Data from EIA-923 Generator File overwritten with distributed data from EIA-923 Generation and Fuel | 2015
2164 | 4564 | CA | University of California San Diego | 57584 | NT2 | 0 | OP | CT | NG | 15 | 0.793 | 104135 | 45148 | EIA-923 Generator File | 2001
2165 | 4565 | CA | University of California San Diego | 57584 | ST1 | 0 | OP | CT | NG | 15 | 0.793 | 104144 | 45148 | EIA-923 Generator File | 2001
2166 | 4566 | CA | University of California San Diego | 57584 | STG | 2 | OP | CA | NG | 3 | 0.159 | 4174 | 1790 | EIA-923 Generator File | 2001
2167 | 4567 | CA | Upper Dawson | 489 | 1 | 0 | OP | HY | WAT | 4.4 | 0.199 | 7654 | 3999 | Distributed from 923 Generation And Fuel | 1983
2168 | 4568 | CA | Upper Gorge | 407 | 1 | 0 | OP | HY | WAT | 37.5 | 0.095 | 31150 | 16274 | Distributed from 923 Generation And Fuel | 1953
2169 | 4569 | CA | US Borax | 50115 | GEN1 | 0 | OP | GT | NG | 48.2 | 0.797 | 336500 | 157869 | Distributed from 923 Generation And Fuel | 1984
2170 | 4572 | CA | US-TOPCO (Soccer Center) | 60086 | PV1 | 0 | OP | PV | SUN | 3 | 0 | 0 | 0 | Distributed from 923 Generation And Fuel | 2016
2171 | 4573 | CA | UTS SJ1 LLC | 57420 | 0001 | 0 | OP | FC | NG | 1.5 | 0.07 | 918 | 416 | Distributed from 923 Generation And Fuel | 2012
2172 | 4574 | CA | VA Sepulveda Ambulatory Care Center | 58249 | GEN1 | 0 | OP | PV | SUN | 3.5 | 0.192 | 5896 | 3137 | Distributed from 923 Generation And Fuel | 2014
2173 | 4575 | CA | Vaca Dixon Battery Storage System | 59256 | BAT1 | 0 | OP | BA | MWH | 2 |  | -1413 | -627.871 | Data from EIA-923 Generator File overwritten with distributed data from EIA-923 Generation and Fuel | 2013
2174 | 4576 | CA | Vaca Dixon Solar Station | 57041 | 1 | 0 | OP | PV | SUN | 2 | 0.23 | 4028 | 2143 | Distributed from 923 Generation And Fuel | 2009
2175 | 4577 | CA | Vacaville | 59058 | GEN 1 | 0 | OP | PV | SUN | 1 | 0.057 | 495 | 263 | Distributed from 923 Generation And Fuel | 2007
2176 | 4579 | CA | Valero Refinery Cogeneration Unit 1 | 55851 | GT 1 | 0 | OP | GT | NG | 51 | 0.654 | 292001 | 135458 | Distributed from 923 Generation And Fuel | 2002
2177 | 4581 | CA | Valley (CA) | 408 | 5 | 0 | OP | GT | NG | 60.5 | 0.016 | 8262 | 6138 | Distributed from 923 Generation And Fuel | 2002
2178 | 4582 | CA | Valley (CA) | 408 | 6 | 0 | OP | CT | NG | 182.8 | 0.379 | 607109 | 366605 | EIA-923 Generator File | 2004
2179 | 4583 | CA | Valley (CA) | 408 | 7 | 0 | OP | CT | NG | 182.8 | 0.323 | 517671 | 239399 | EIA-923 Generator File | 2004
2180 | 4584 | CA | Valley (CA) | 408 | 8 | 2 | OP | CA | NG | 264.4 | 0.294 | 681725 | 370005 | EIA-923 Generator File | 2004
2181 | 4589 | CA | Valley Center | 60509 | PV1 | 0 | OP | PV | SUN | 3 | 0.013 | 345 | 0 | Distributed from 923 Generation And Fuel | 2016
2182 | 4590 | CA | Valley Center 1 | 58906 | VC1 | 0 | OP | PV | SUN | 2.5 | 0.282 | 6169 | 3282 | Distributed from 923 Generation And Fuel | 2013
2183 | 4591 | CA | Valley Center 2 | 58907 | VC2 | 0 | OP | PV | SUN | 5 | 0.264 | 11571 | 6156 | Distributed from 923 Generation And Fuel | 2013
2184 | 4592 | CA | Valley Sanitary District WTP Solar | 60824 | PV1 | 0 | OP | PV | SUN | 1 | 0 | 0 | 0 | Distributed from 923 Generation And Fuel | 2016
2185 | 4593 | CA | Valley View | 487 | 1 | 0 | OP | HY | WAT | 4.1 | 0.328 | 11779 | 6154 | Distributed from 923 Generation And Fuel | 1985
2186 | 4596 | CA | Vasco Winds | 57700 | 1 | 0 | OP | WT | WND | 78.2 | 0.345 | 236400 | 148238 | Distributed from 923 Generation And Fuel | 2011
2187 | 4597 | CA | Vega Solar | 59555 | VEGA1 | 0 | OP | PV | SUN | 20 | 0.298 | 52293 | 27820 | Distributed from 923 Generation And Fuel | 2015
2188 | 4598 | CA | Venable Solar 1 | 58289 | VNPV | 0 | OP | PV | SUN | 1.5 | 0.231 | 3039 | 1617 | Distributed from 923 Generation And Fuel | 2015
2189 | 4599 | CA | Venable Solar 2 | 58290 | VSPV | 0 | OP | PV | SUN | 1.5 | 0.246 | 3227 | 1717 | Distributed from 923 Generation And Fuel | 2015
2190 | 4601 | CA | Verizon-Torrance | 59261 | VZ300 | 0 | OP | FC | NG | 1 | 0.784 | 6870 | 3223 | Distributed from 923 Generation And Fuel | 2013
2191 | 4607 | CA | Verwey-Hanford Dairy Digester #1 | 60918 | 00003 | 0 | OP | IC | OBG | 1 | 0.207 | 1809 | 0 | Distributed from 923 Generation And Fuel | 2016
2192 | 4608 | CA | Victor Dry Farm Ranch A | 58418 | 1 | 0 | OP | PV | SUN | 5 | 0.243 | 10665 | 5674 | Distributed from 923 Generation And Fuel | 2015
2193 | 4609 | CA | Victor Dry Farm Ranch B | 58419 | 1 | 0 | OP | PV | SUN | 5 | 0.233 | 10188 | 5420 | Distributed from 923 Generation And Fuel | 2015
2194 | 4610 | CA | Victor Mesa Linda B2 | 59269 | VMLB2 | 0 | OP | PV | SUN | 1.5 | 0.29 | 3809 | 2026 | Distributed from 923 Generation And Fuel | 2014
2195 | 4611 | CA | Victor Mesa Linda C2 | 59270 | VMLC2 | 0 | OP | PV | SUN | 1.5 | 0.28 | 3674 | 1955 | Distributed from 923 Generation And Fuel | 2014
2196 | 4612 | CA | Victor Mesa Linda D2 | 59271 | VMLD2 | 0 | OP | PV | SUN | 1.5 | 0.288 | 3789 | 2016 | Distributed from 923 Generation And Fuel | 2014
2197 | 4613 | CA | Victor Mesa Linda E2 | 59272 | VMLE2 | 0 | OP | PV | SUN | 1.5 | 0.288 | 3785 | 2014 | Distributed from 923 Generation And Fuel | 2014
2198 | 4614 | CA | Victor Valley CC CPV Solar | 57254 | 1PV | 0 | OP | PV | SUN | 1 | 0.189 | 1654 | 880 | Distributed from 923 Generation And Fuel | 2010
2199 | 4615 | CA | Victory Garden (Tehachapi) | 50532 | 15SLE | 0 | OP | WT | WND | 1.5 | 0.11 | 1450.948 | 798.412 | Distributed from 923 Generation And Fuel | 2000
2200 | 4616 | CA | Victory Garden (Tehachapi) | 50532 | WGNS | 0 | OP | WT | WND | 19.6 | 0.11 | 18959.052 | 10432.588 | Distributed from 923 Generation And Fuel | 1981
2201 | 4617 | CA | Victory Garden Phase IV LLC | 52160 | WGNS | 0 | OP | WT | WND | 22 | 0.178 | 34213 | 18827 | Distributed from 923 Generation And Fuel | 1990
2202 | 4618 | CA | Vinam | 58450 | 1 | 0 | OP | PV | SUN | 1.5 | 0.336 | 4418 | 2350 | Distributed from 923 Generation And Fuel | 2013
2203 | 4619 | CA | Vintner Solar | 58509 | PV4 | 0 | OP | PV | SUN | 1.5 | 0.33 | 4341 | 2309 | Distributed from 923 Generation And Fuel | 2014
2204 | 4623 | CA | Volta 1 | 290 | 1 | 0 | OP | HY | WAT | 8.5 | 0.585 | 43593 | 22775 | Distributed from 923 Generation And Fuel | 1980
2205 | 4624 | CA | Volta 2 | 180 | 1 | 0 | OP | HY | WAT | 1 | 0.546 | 4786 | 2500 | Distributed from 923 Generation And Fuel | 1981
2206 | 4626 | CA | Vulcan-BN Geothermal Power Company | 50210 | GEN1 | 0 | OP | ST | GEO | 30.1 | 0.758 | 199809.273 | 85379.106 | Distributed from 923 Generation And Fuel | 1985
2207 | 4627 | CA | Vulcan-BN Geothermal Power Company | 50210 | GEN2 | 0 | OP | ST | GEO | 9.5 | 0.758 | 63062.727 | 26946.894 | Distributed from 923 Generation And Fuel | 1985
2208 | 4628 | CA | W E Warne | 6196 | 1 | 0 | OP | HY | WAT | 37.1 | 0.442 | 143730 | 75090 | Distributed from 923 Generation And Fuel | 1982
2209 | 4629 | CA | W E Warne | 6196 | 2 | 0 | OP | HY | WAT | 37.1 | 0.442 | 143730 | 75090 | Distributed from 923 Generation And Fuel | 1983
2210 | 4630 | CA | W Plant | 59458 | W-TG1 | 0 | OP | GT | NG | 4.6 | 0.877 | 35344 | 16582 | Distributed from 923 Generation And Fuel | 2005
2211 | 4631 | CA | W R Gianelli | 448 | 1 | 0 | OP | PS | WAT | 53 |  | -39646.625 | 5536.25 | Data from EIA-923 Generator File overwritten with distributed data from EIA-923 Generation and Fuel | 1968
2212 | 4632 | CA | W R Gianelli | 448 | 2 | 0 | OP | PS | WAT | 53 |  | -39646.625 | 5536.25 | Data from EIA-923 Generator File overwritten with distributed data from EIA-923 Generation and Fuel | 1968
2213 | 4633 | CA | W R Gianelli | 448 | 3 | 0 | OP | PS | WAT | 53 |  | -39646.625 | 5536.25 | Data from EIA-923 Generator File overwritten with distributed data from EIA-923 Generation and Fuel | 1967
2214 | 4634 | CA | W R Gianelli | 448 | 4 | 0 | OP | PS | WAT | 53 |  | -39646.625 | 5536.25 | Data from EIA-923 Generator File overwritten with distributed data from EIA-923 Generation and Fuel | 1967
2215 | 4635 | CA | W R Gianelli | 448 | 5 | 0 | OP | PS | WAT | 53 |  | -39646.625 | 5536.25 | Data from EIA-923 Generator File overwritten with distributed data from EIA-923 Generation and Fuel | 1967
2216 | 4636 | CA | W R Gianelli | 448 | 6 | 0 | OP | PS | WAT | 53 |  | -39646.625 | 5536.25 | Data from EIA-923 Generator File overwritten with distributed data from EIA-923 Generation and Fuel | 1967
2217 | 4637 | CA | W R Gianelli | 448 | 7 | 0 | OP | PS | WAT | 53 |  | -39646.625 | 5536.25 | Data from EIA-923 Generator File overwritten with distributed data from EIA-923 Generation and Fuel | 1967
2218 | 4638 | CA | W R Gianelli | 448 | 8 | 0 | OP | PS | WAT | 53 |  | -39646.625 | 5536.25 | Data from EIA-923 Generator File overwritten with distributed data from EIA-923 Generation and Fuel | 1967
2219 | 4639 | CA | Wadham Energy LP | 50293 | GEN1 | 1 | OP | ST | AB | 28.6 | 0.784 | 196433 | 85690 | EIA-923 Generator File | 1989
2220 | 4640 | CA | Wagner Wind LLC | 58233 | GEN1 | 0 | OP | WT | WND | 6 | 0.365 | 19170 | 10549 | Distributed from 923 Generation And Fuel | 2012
2221 | 4641 | CA | Walgreens Woodland Distribution Center | 57006 | 1 | 0 | OP | PV | SUN | 1 | 0.053 | 460 | 245 | Distributed from 923 Generation And Fuel | 2007
2222 | 4642 | CA | Walnut | 4256 | 1 | 0 | OP | GT | NG | 24.9 |  | -81 | -45.889 | Data from EIA-923 Generator File overwritten with distributed data from EIA-923 Generation and Fuel | 1986
2223 | 4643 | CA | Walnut | 4256 | 2 | 0 | OP | GT | NG | 24.9 |  | -81 | -45.889 | Data from EIA-923 Generator File overwritten with distributed data from EIA-923 Generation and Fuel | 1986
2224 | 4644 | CA | Walnut Creek Energy Park | 57515 | GT1 | 0 | OP | GT | NG | 100 | 0.102 | 89110 | 34025.4 | Distributed from 923 Generation And Fuel | 2013
2225 | 4645 | CA | Walnut Creek Energy Park | 57515 | GT2 | 0 | OP | GT | NG | 100 | 0.102 | 89110 | 34025.4 | Distributed from 923 Generation And Fuel | 2013
2226 | 4646 | CA | Walnut Creek Energy Park | 57515 | GT3 | 0 | OP | GT | NG | 100 | 0.102 | 89110 | 34025.4 | Distributed from 923 Generation And Fuel | 2013
2227 | 4647 | CA | Walnut Creek Energy Park | 57515 | GT4 | 0 | OP | GT | NG | 100 | 0.102 | 89110 | 34025.4 | Distributed from 923 Generation And Fuel | 2013
2228 | 4648 | CA | Walnut Creek Energy Park | 57515 | GT5 | 0 | OP | GT | NG | 100 | 0.102 | 89110 | 34025.4 | Distributed from 923 Generation And Fuel | 2013
2229 | 4649 | CA | Walnut Energy Center | 56078 | 1 | 0 | OP | CT | NG | 94.9 | 0.443 | 368010 | 172134 | EIA-923 Generator File | 2006
2230 | 4650 | CA | Walnut Energy Center | 56078 | 2 | 0 | OP | CT | NG | 94.9 | 0.41 | 340785 | 171666 | EIA-923 Generator File | 2006
2231 | 4651 | CA | Walnut Energy Center | 56078 | 3 | 1 | OP | CA | NG | 110.8 | 0.512 | 496800 | 245639 | EIA-923 Generator File | 2006
2232 | 4652 | CA | Warm Springs Hydro Project | 54261 | 3385 | 0 | OP | HY | WAT | 2.7 | 0.378 | 8952 | 4677 | Distributed from 923 Generation And Fuel | 1988
2233 | 4661 | CA | Watkins Manufacturing Co. | 57715 | GEN1 | 0 | OP | IC | NG | 1 | 0.245 | 2143 | 1005.5 | Distributed from 923 Generation And Fuel | 2001
2234 | 4662 | CA | Watkins Manufacturing Co. | 57715 | GEN2 | 0 | OP | IC | NG | 1 | 0.245 | 2143 | 1005.5 | Distributed from 923 Generation And Fuel | 2001
2235 | 4663 | CA | Watson Cogeneration | 50216 | GN91 | 0 | OP | CT | NG | 82 | 0.929 | 667094 | 300423 | EIA-923 Generator File | 1988
2236 | 4664 | CA | Watson Cogeneration | 50216 | GN92 | 0 | OP | CT | NG | 82 | 0.946 | 679214 | 301024 | EIA-923 Generator File | 1988
2237 | 4665 | CA | Watson Cogeneration | 50216 | GN93 | 0 | OP | CT | NG | 82 | 1.015 | 729145 | 301932 | EIA-923 Generator File | 1988
2238 | 4666 | CA | Watson Cogeneration | 50216 | GN94 | 0 | OP | CT | NG | 82 | 0.919 | 660242 | 299922 | EIA-923 Generator File | 1987
2239 | 4667 | CA | Watson Cogeneration | 50216 | GN95 | 4 | OP | CA | NG | 38.5 | 0.527 | 177675 | 53972 | EIA-923 Generator File | 1988
2240 | 4668 | CA | Watson Cogeneration | 50216 | GN96 | 4 | OP | CA | NG | 38.5 | 0.398 | 134250 | 47273 | EIA-923 Generator File | 1987
2241 | 4670 | CA | Watts 3115 | 58454 | 1 | 0 | OP | PV | SUN | 1.5 | 0.252 | 3317.25 | 1764.75 | Distributed from 923 Generation And Fuel | 2013
2242 | 4671 | CA | Watts 3115 | 58454 | 2 | 0 | OP | PV | SUN | 0.5 | 0.252 | 1105.75 | 588.25 | Distributed from 923 Generation And Fuel | 2013
2243 | 4672 | CA | Welport Lease Project | 54447 | TI | 0 | OP | GT | NG | 5 | 0.729 | 31916 | 14973 | Distributed from 923 Generation And Fuel | 1990
2244 | 4675 | CA | West Gates Solar Station | 58206 | 1 | 0 | OP | PV | SUN | 10 | 0.256 | 22441 | 11939 | Distributed from 923 Generation And Fuel | 2013
2245 | 4676 | CA | West Point PH | 291 | 1 | 0 | OP | HY | WAT | 13.6 | 0.662 | 78889 | 41215 | Distributed from 923 Generation And Fuel | 1948
2246 | 4677 | CA | West Valley High School Solar | 58244 | WEST | 0 | OP | PV | SUN | 1 | 0.171 | 1496 | 796 | Distributed from 923 Generation And Fuel | 2012
2247 | 4679 | CA | Western Antelope Blue Sky B | 59961 | WABSB | 0 | OP | PV | SUN | 20 | 0.024 | 4135 | 0 | Distributed from 923 Generation And Fuel | 2016
2248 | 4680 | CA | Western Antelope Blue Sky Ranch A | 58626 | WABSA | 0 | OP | PV | SUN | 20 | 0.298 | 52202 | 27771 | Distributed from 923 Generation And Fuel | 2014
2249 | 4681 | CA | Western Antelope Dry Ranch | 58627 | WADR | 0 | OP | PV | SUN | 10 | 0.021 | 1830 | 0 | Distributed from 923 Generation And Fuel | 2016
2250 | 4682 | CA | Western Power & Steam Inc | 54410 | CTG | 0 | OP | GT | NG | 27.7 | 0.649 | 157575 | 73926 | Distributed from 923 Generation And Fuel | 1990
2251 | 4684 | CA | Westlands Solar PV Farm | 58616 | WSF1 | 0 | OP | PV | SUN | 18 | 0.288 | 45434 | 24171 | Distributed from 923 Generation And Fuel | 2014
2252 | 4686 | CA | Westmont 300B | 60914 | W5328 | 0 | OP | PV | SUN | 3 | 0 | 0 | 0 | Distributed from 923 Generation And Fuel | 2016
2253 | 4689 | CA | Westside Solar Power PV1 | 60275 | WSPV1 | 0 | OP | PV | SUN | 2 | 0.186 | 3264 | 2338 | Distributed from 923 Generation And Fuel | 2016
2254 | 4690 | CA | Westside Solar Station | 57499 | 1 | 0 | OP | PV | SUN | 15 | 0.233 | 30612 | 16285 | Distributed from 923 Generation And Fuel | 2011
2255 | 4693 | CA | Weymouth Solar Plant | 60255 | 1 | 0 | OP | PV | SUN | 2 | 0.108 | 1888 | 1266 | Distributed from 923 Generation And Fuel | 2016
2256 | 4694 | CA | Weymouth Solar Plant | 60255 | 2 | 0 | OP | PV | SUN | 1 | 0.108 | 944 | 633 | Distributed from 923 Generation And Fuel | 2016
2257 | 4697 | CA | Wheelabrator Norwalk Energy | 50876 | GEN1 | 0 | OP | CT | NG | 23 | 0.163 | 32867 | 15419.506 | EIA-923 Generator File | 1988
2258 | 4698 | CA | Wheelabrator Norwalk Energy | 50876 | GEN2 | 0 | OP | CA | NG | 7.7 | 0.09 | 6086 | 2855.239 | EIA-923 Generator File | 1988
2259 | 4699 | CA | Wheelabrator Shasta | 50881 | GEN1 | 3 | OP | ST | WDS | 18.3 | 0.691 | 110741 | 35616 | EIA-923 Generator File | 1987
2260 | 4700 | CA | Wheelabrator Shasta | 50881 | GEN2 | 3 | OP | ST | WDS | 18.3 | 0.674 | 108068 | 32819 | EIA-923 Generator File | 1987
2261 | 4701 | CA | Wheelabrator Shasta | 50881 | GEN3 | 3 | OP | ST | WDS | 18.3 | 0.675 | 108128 | 34960 | EIA-923 Generator File | 1987
2262 | 4703 | CA | Whiskeytown | 7189 | 1 | 0 | OP | HY | WAT | 3.5 | 0.79 | 24231 | 12659 | Distributed from 923 Generation And Fuel | 1986
2263 | 4704 | CA | White River Solar | 58373 | WRCA | 0 | OP | PV | SUN | 20 | 0.303 | 53008 | 28200 | Distributed from 923 Generation And Fuel | 2013
2264 | 4705 | CA | White River Solar 2 | 58973 | W2CA | 0 | OP | PV | SUN | 19.8 | 0.305 | 52875 | 28129 | Distributed from 923 Generation And Fuel | 2014
2265 | 4706 | CA | White Rock/Slab Creek | 435 | H1 | 0 | OP | HY | WAT | 133 | 0.277 | 322166.923 | 113877.944 | Distributed from 923 Generation And Fuel | 1968
2266 | 4707 | CA | White Rock/Slab Creek | 435 | H2 | 0 | OP | HY | WAT | 133 | 0.277 | 322166.923 | 113877.944 | Distributed from 923 Generation And Fuel | 1968
2267 | 4708 | CA | White Rock/Slab Creek | 435 | H4 | 0 | OP | HY | WAT | 0.5 | 0.277 | 1211.154 | 428.113 | Distributed from 923 Generation And Fuel | 1983
2268 | 4710 | CA | Whitethorn Solar LLC | 60193 | GEN1 | 0 | OP | PV | SUN | 3.3 | 0.2 | 5794 | 3206 | Distributed from 923 Generation And Fuel | 2016
2269 | 4711 | CA | Whitewater Hill Wind Partners | 56012 | 1 | 0 | OP | WT | WND | 61.5 | 0.257 | 138295 | 75045 | Distributed from 923 Generation And Fuel | 2002
2270 | 4714 | CA | Whittier LFG Power Plant #1 | 57102 | EN01 | 0 | OP | IC | LFG | 1.1 | 0.514 | 4955.5 | 2110 | Distributed from 923 Generation And Fuel | 2006
2271 | 4715 | CA | Whittier LFG Power Plant #1 | 57102 | EN02 | 0 | OP | IC | LFG | 1.1 | 0.514 | 4955.5 | 2110 | Distributed from 923 Generation And Fuel | 2010
2272 | 4718 | CA | Wildwood Solar I, LLC | 59380 | WLD1 | 0 | OP | PV | SUN | 19.5 | 0.273 | 46550 | 24764 | Distributed from 923 Generation And Fuel | 2015
2273 | 4722 | CA | Wilmington Hydrogen Plant | 55557 | T101 | 0 | OP | ST | WH | 31.9 | 0.562 | 156948 | 69740 | Distributed from 923 Generation And Fuel | 1996
2274 | 4725 | CA | Windland | 50386 | WING | 0 | OP | WT | WND | 15.3 | 0.267 | 35825 | 19714 | Distributed from 923 Generation And Fuel | 1982
2275 | 4726 | CA | Windpark Unlimited 1 | 10027 | EXIS | 0 | OP | WT | WND | 9.4 | 0.167 | 13738 | 7560 | Distributed from 923 Generation And Fuel | 1985
2276 | 4727 | CA | Windpark Unlimited 2 | 60321 | EXIS2 | 0 | OP | WT | WND | 16.1 | 0.181 | 25594 | 14084 | Distributed from 923 Generation And Fuel | 1985
2277 | 4728 | CA | Windstar 1 | 57774 | WGNS | 0 | OP | WT | WND | 120 | 0.285 | 299341 | 154890 | Distributed from 923 Generation And Fuel | 2012
2278 | 4729 | CA | Wintec Energy Ltd | 50276 | EXIS | 0 | OP | WT | WND | 5.9 | 0.044 | 2295 | 1263 | Distributed from 923 Generation And Fuel | 1986
2279 | 4730 | CA | Wise | 292 | 1 | 0 | OP | HY | WAT | 13.6 | 0.472 | 56199.512 | 29361.073 | Distributed from 923 Generation And Fuel | 1917
2280 | 4731 | CA | Wise | 292 | 2 | 0 | OP | HY | WAT | 2.8 | 0.472 | 11570.488 | 6044.927 | Distributed from 923 Generation And Fuel | 1986
2281 | 4732 | CA | Wolfskill Energy Center | 55855 | CTG1 | 0 | OP | GT | NG | 47 | 0.04 | 16450 | 7717 | Distributed from 923 Generation And Fuel | 2003
2282 | 4733 | CA | Woodland | 7266 | 2 | 1 | OP | CA | NG | 37.7 | 0.194 | 64032 | 31488 | EIA-923 Generator File | 2003
2283 | 4734 | CA | Woodland | 7266 | 3 | 0 | OP | CT | NG | 60.5 | 0.544 | 288299 | 145192 | EIA-923 Generator File | 2003
2284 | 4735 | CA | Woodland | 7266 | 3A | 0 | OP | IC | NG | 8.4 | 0.13 | 9583 | 4495.833 | Distributed from 923 Generation And Fuel | 2011
2285 | 4736 | CA | Woodland | 7266 | 3B | 0 | OP | IC | NG | 8.4 | 0.13 | 9583 | 4495.833 | Distributed from 923 Generation And Fuel | 2011
2286 | 4737 | CA | Woodland | 7266 | 3C | 0 | OP | IC | NG | 8.4 | 0.13 | 9583 | 4495.833 | Distributed from 923 Generation And Fuel | 2011
2287 | 4738 | CA | Woodland | 7266 | 3D | 0 | OP | IC | NG | 8.4 | 0.13 | 9583 | 4495.833 | Distributed from 923 Generation And Fuel | 2011
2288 | 4739 | CA | Woodland | 7266 | 3E | 0 | OP | IC | NG | 8.4 | 0.13 | 9583 | 4495.833 | Distributed from 923 Generation And Fuel | 2011
2289 | 4740 | CA | Woodland | 7266 | 3F | 0 | OP | IC | NG | 8.4 | 0.13 | 9583 | 4495.833 | Distributed from 923 Generation And Fuel | 2011
2290 | 4741 | CA | Woodland | 7266 | NA1 | 0 | OP | GT | NG | 50.4 | 0.182 | 80561 | 37795 | Distributed from 923 Generation And Fuel | 1993
2291 | 4742 | CA | Woodland Biomass Power Ltd | 10836 | GEN1 | 1 | OP | ST | WDS | 28 | 0.78 | 191424 | 78408 | EIA-923 Generator File | 1989
2292 | 4743 | CA | Woodleaf | 419 | 1 | 0 | OP | HY | WAT | 59 | 0.452 | 233808 | 122151 | Distributed from 923 Generation And Fuel | 1963
2293 | 4744 | CA | Woodmere Solar Farm | 59008 | PV1 | 0 | OP | PV | SUN | 15 | 0.273 | 35917 | 19108 | Distributed from 923 Generation And Fuel | 2015
2294 | 4747 | CA | WWTP Power Generation Station | 56036 | GEN1 | 0 | OP | IC | OBG | 2.2 | 0.357 | 6879 | 2950.333 | Distributed from 923 Generation And Fuel | 1985
2295 | 4748 | CA | WWTP Power Generation Station | 56036 | GEN2 | 0 | OP | IC | OBG | 2.2 | 0.357 | 6879 | 2950.333 | Distributed from 923 Generation And Fuel | 1985
2296 | 4749 | CA | WWTP Power Generation Station | 56036 | GEN3 | 0 | OP | IC | OBG | 2.2 | 0.357 | 6879 | 2950.333 | Distributed from 923 Generation And Fuel | 1985
2297 | 4750 | CA | Xilinx San Jose | 58299 | XLX | 0 | OP | FC | NG | 1.1 | 0.576 | 5548 | 2603 | Distributed from 923 Generation And Fuel | 2012
2298 | 4751 | CA | Yahoo! - HQ | 59805 | YAH00 | 0 | OP | FC | NG | 1.1 | 0.778 | 7498 | 3518 | Distributed from 923 Generation And Fuel | 2014
2299 | 4752 | CA | Yerba Buena | 59257 | YB1 | 0 | OP | BA | MWH | 4 |  | -2611 | -1160.209 | Data from EIA-923 Generator File overwritten with distributed data from EIA-923 Generation and Fuel | 2013
2300 | 4753 | CA | Yolo County Solar Project | 57422 | 1 | 0 | OP | PV | SUN | 1 | 0.221 | 1940 | 1032 | Distributed from 923 Generation And Fuel | 2010
2301 | 4754 | CA | Yorba Linda | 6647 | 1 | 0 | OP | HY | WAT | 5.1 | 0.186 | 8306 | 4339 | Distributed from 923 Generation And Fuel | 1981
2302 | 4755 | CA | Yuba City Cogen Partners | 52186 | GEN1 | 0 | OP | GT | NG | 49 | 0.033 | 14245 | 6683 | Distributed from 923 Generation And Fuel | 1990
2303 | 4756 | CA | Yuba City Energy Center | 55813 | CTG1 | 0 | OP | GT | NG | 47.3 | 0.073 | 30446 | 14284 | Distributed from 923 Generation And Fuel | 2002
2304 | 4757 | CA | ZCO | 56276 | WGNS | 0 | OP | WT | WND | 1.6 | 0.122 | 1704 | 938 | Distributed from 923 Generation And Fuel | 1985
2305 | 4758 | CA | Zero Waste Energy Development Co LLC | 60220 | ZWED1 | 0 | OP | IC | OBG | 0.8 | 0.427 | 2994.5 | 1275 | Distributed from 923 Generation And Fuel | 2015
2306 | 4759 | CA | Zero Waste Energy Development Co LLC | 60220 | ZWED2 | 0 | OP | IC | OBG | 0.8 | 0.427 | 2994.5 | 1275 | Distributed from 923 Generation And Fuel | 2015