## notCA
Generator primary fuel | Generator nameplate capacity (MW) | Generator capacity factor | Generator annual net generation (MWh) | Generator ozone season net generation (MWh) | Generation data source | Generator year on-line | Generator planned or actual retirement year | area | utility | latitude | longitude | state | NGCC | NGCT | Coal | Oil | Wind | SolarPV | SolarCSP | Hydro | Nuclear | Other | Bus
SUN | 90.7 | 0.244 | 193955.833 | 90641.829 | Distributed from 923 Generation And Fuel | 2012 |  | CISO | San Diego Gas & Electric Co | 32.9774 | -113.4945 | Arizona | 0 | 0 | 0 | 0 | 0 | 90.7 | 0 | 0 | 0 | 0 | 0
SUN | 136 | 0.244 | 290826.828 | 135912.775 | Distributed from 923 Generation And Fuel | 2012 |  | CISO | San Diego Gas & Electric Co | 32.9774 | -113.4945 | Arizona | 0 | 0 | 0 | 0 | 0 | 136 | 0 | 0 | 0 | 0 | 0
SUN | 121 | 0.244 | 258750.339 | 120922.396 | Distributed from 923 Generation And Fuel | 2014 |  | CISO | San Diego Gas & Electric Co | 32.9774 | -113.4945 | Arizona | 0 | 0 | 0 | 0 | 0 | 121 | 0 | 0 | 0 | 0 | 0
NG | 9.2 | 0.623 | 50187 | 30132.072 | EIA-923 Generator File | 2006 |  | AZPS | Arizona Public Service Co | 33.4172 | -111.9283 | Arizona | 0 | 9.2 | 0 | 0 | 0 | 0 | 0 | 0 | 0 | 0 | 0
SUN | 1 | 0.239 | 2096.596 | 1033.83 | Distributed from 923 Generation And Fuel | 2011 |  | AZPS | Arizona Public Service Co | 32.6878 | -114.4961 | Arizona | 0 | 0 | 0 | 0 | 0 | 1 | 0 | 0 | 0 | 0 | 0
SUN | 0.9 | 0.239 | 1886.936 | 930.447 | Distributed from 923 Generation And Fuel | 2011 |  | AZPS | Arizona Public Service Co | 32.6878 | -114.4961 | Arizona | 0 | 0 | 0 | 0 | 0 | 0.9 | 0 | 0 | 0 | 0 | 0
SUN | 1 | 0.239 | 2096.596 | 1033.83 | Distributed from 923 Generation And Fuel | 2015 |  | AZPS | Arizona Public Service Co | 32.6878 | -114.4961 | Arizona | 0 | 0 | 0 | 0 | 0 | 1 | 0 | 0 | 0 | 0 | 0
SUN | 0.9 | 0.239 | 1886.936 | 930.447 | Distributed from 923 Generation And Fuel | 2011 |  | AZPS | Arizona Public Service Co | 32.6878 | -114.4961 | Arizona | 0 | 0 | 0 | 0 | 0 | 0.9 | 0 | 0 | 0 | 0 | 0
SUN | 0.9 | 0.239 | 1886.936 | 930.447 | Distributed from 923 Generation And Fuel | 2011 |  | AZPS | Arizona Public Service Co | 32.6878 | -114.4961 | Arizona | 0 | 0 | 0 | 0 | 0 | 0.9 | 0 | 0 | 0 | 0 | 0
SUN | 14.8 | 0.319 | 41342 | 20386 | Distributed from 923 Generation And Fuel | 2013 |  | AZPS | Arizona Public Service Co | 33.498 | -112.8135 | Arizona | 0 | 0 | 0 | 0 | 0 | 14.8 | 0 | 0 | 0 | 0 | 0
SUN | 9 | 0.262 | 20652 | 10183 | Distributed from 923 Generation And Fuel | 2012 |  | AZPS | UNS Electric, Inc | 35.0227 | -114.1627 | Arizona | 0 | 0 | 0 | 0 | 0 | 9 | 0 | 0 | 0 | 0 | 0
SUN | 50 | 0.028 | 12278 | 0 | Distributed from 923 Generation And Fuel | 2016 |  | SRP | Salt River Project | 33.053 | -111.34 | Arizona | 0 | 0 | 0 | 0 | 0 | 50 | 0 | 0 | 0 | 0 | 0
SUN | 3.3 | 0.256 | 7398 | 3648 | Distributed from 923 Generation And Fuel | 2011 |  | AZPS | Arizona Public Service Co | 33.4192 | -112.5761 | Arizona | 0 | 0 | 0 | 0 | 0 | 3.3 | 0 | 0 | 0 | 0 | 0
SUN | 19 | 0.275 | 45734 | 22551 | Distributed from 923 Generation And Fuel | 2012 |  | AZPS | Arizona Public Service Co | 34.7184 | -112.429 | Arizona | 0 | 0 | 0 | 0 | 0 | 19 | 0 | 0 | 0 | 0 | 0
SUB | 113.6 | 0.124 | 123185 | 70323 | EIA-923 Generator File | 1962 |  | AZPS | Arizona Public Service Co | 34.9394 | -110.3033 | Arizona | 0 | 0 | 113.6 | 0 | 0 | 0 | 0 | 0 | 0 | 0 | 0
SUB | 312.3 | 0.208 | 568885 | 200444 | EIA-923 Generator File | 1980 |  | AZPS | Arizona Public Service Co | 34.9394 | -110.3033 | Arizona | 0 | 0 | 312.3 | 0 | 0 | 0 | 0 | 0 | 0 | 0 | 0
SUB | 414 | 0.48 | 1740097 | 918229 | EIA-923 Generator File | 1981 |  | AZPS | Arizona Public Service Co | 34.9394 | -110.3033 | Arizona | 0 | 0 | 414 | 0 | 0 | 0 | 0 | 0 | 0 | 0 | 0
NG | 60.5 | 0.026 | 13974.667 | 7643.5 | Distributed from 923 Generation And Fuel | 2011 |  | SRP | Salt River Project | 32.9174 | -111.5033 | Arizona | 0 | 60.5 | 0 | 0 | 0 | 0 | 0 | 0 | 0 | 0 | 0
NG | 60.5 | 0.026 | 13974.667 | 7643.5 | Distributed from 923 Generation And Fuel | 2011 |  | SRP | Salt River Project | 32.9174 | -111.5033 | Arizona | 0 | 60.5 | 0 | 0 | 0 | 0 | 0 | 0 | 0 | 0 | 0
NG | 60.5 | 0.026 | 13974.667 | 7643.5 | Distributed from 923 Generation And Fuel | 2011 |  | SRP | Salt River Project | 32.9174 | -111.5033 | Arizona | 0 | 60.5 | 0 | 0 | 0 | 0 | 0 | 0 | 0 | 0 | 0
NG | 60.5 | 0.026 | 13974.667 | 7643.5 | Distributed from 923 Generation And Fuel | 2011 |  | SRP | Salt River Project | 32.9174 | -111.5033 | Arizona | 0 | 60.5 | 0 | 0 | 0 | 0 | 0 | 0 | 0 | 0 | 0
NG | 60.5 | 0.026 | 13974.667 | 7643.5 | Distributed from 923 Generation And Fuel | 2011 |  | SRP | Salt River Project | 32.9174 | -111.5033 | Arizona | 0 | 60.5 | 0 | 0 | 0 | 0 | 0 | 0 | 0 | 0 | 0
NG | 60.5 | 0.026 | 13974.667 | 7643.5 | Distributed from 923 Generation And Fuel | 2011 |  | SRP | Salt River Project | 32.9174 | -111.5033 | Arizona | 0 | 60.5 | 0 | 0 | 0 | 0 | 0 | 0 | 0 | 0 | 0
NG | 60.5 | 0.026 | 13974.667 | 7643.5 | Distributed from 923 Generation And Fuel | 2011 |  | SRP | Salt River Project | 32.9174 | -111.5033 | Arizona | 0 | 60.5 | 0 | 0 | 0 | 0 | 0 | 0 | 0 | 0 | 0
NG | 60.5 | 0.026 | 13974.667 | 7643.5 | Distributed from 923 Generation And Fuel | 2011 |  | SRP | Salt River Project | 32.9174 | -111.5033 | Arizona | 0 | 60.5 | 0 | 0 | 0 | 0 | 0 | 0 | 0 | 0 | 0
NG | 60.5 | 0.026 | 13974.667 | 7643.5 | Distributed from 923 Generation And Fuel | 2011 |  | SRP | Salt River Project | 32.9174 | -111.5033 | Arizona | 0 | 60.5 | 0 | 0 | 0 | 0 | 0 | 0 | 0 | 0 | 0
NG | 60.5 | 0.026 | 13974.667 | 7643.5 | Distributed from 923 Generation And Fuel | 2011 |  | SRP | Salt River Project | 32.9174 | -111.5033 | Arizona | 0 | 60.5 | 0 | 0 | 0 | 0 | 0 | 0 | 0 | 0 | 0
NG | 60.5 | 0.026 | 13974.667 | 7643.5 | Distributed from 923 Generation And Fuel | 2011 |  | SRP | Salt River Project | 32.9174 | -111.5033 | Arizona | 0 | 60.5 | 0 | 0 | 0 | 0 | 0 | 0 | 0 | 0 | 0
NG | 60.5 | 0.026 | 13974.667 | 7643.5 | Distributed from 923 Generation And Fuel | 2011 |  | SRP | Salt River Project | 32.9174 | -111.5033 | Arizona | 0 | 60.5 | 0 | 0 | 0 | 0 | 0 | 0 | 0 | 0 | 0
SUN | 20 | 0.309 | 54194 | 26723 | Distributed from 923 Generation And Fuel | 2011 |  | SRP | Salt River Project | 33.1606 | -111.484 | Arizona | 0 | 0 | 0 | 0 | 0 | 20 | 0 | 0 | 0 | 0 | 0
RC | 410.9 | 0.684 | 2463371 | 1050464 | EIA-923 Generator File | 1979 |  | SRP | Salt River Project | 34.5789 | -109.2708 | Arizona | 0 | 0 | 0 | 0 | 0 | 0 | 0 | 0 | 0 | 410.9 | 0
RC | 410.9 | 0.684 | 2461578 | 1119063 | EIA-923 Generator File | 1980 |  | SRP | Salt River Project | 34.5789 | -109.2708 | Arizona | 0 | 0 | 0 | 0 | 0 | 0 | 0 | 0 | 0 | 410.9 | 0
SUN | 17 | 0.262 | 38993 | 19227 | Distributed from 923 Generation And Fuel | 2011 |  | AZPS | Arizona Public Service Co | 33.0347 | -112.6617 | Arizona | 0 | 0 | 0 | 0 | 0 | 17 | 0 | 0 | 0 | 0 | 0
WAT | 51.7 | 0.501 | 227020.828 | 102875.695 | Distributed from 923 Generation And Fuel | 1951 |  | WALC | WAPA-- Western Area Power Administration | 35.197 | -114.5707 | Arizona | 0 | 0 | 0 | 0 | 0 | 0 | 0 | 51.7 | 0 | 0 | 0
WAT | 51.7 | 0.501 | 227020.828 | 102875.695 | Distributed from 923 Generation And Fuel | 1951 |  | WALC | WAPA-- Western Area Power Administration | 35.197 | -114.5707 | Arizona | 0 | 0 | 0 | 0 | 0 | 0 | 0 | 51.7 | 0 | 0 | 0
WAT | 48 | 0.501 | 210773.689 | 95513.218 | Distributed from 923 Generation And Fuel | 1951 |  | WALC | WAPA-- Western Area Power Administration | 35.197 | -114.5707 | Arizona | 0 | 0 | 0 | 0 | 0 | 0 | 0 | 48 | 0 | 0 | 0
WAT | 51.7 | 0.501 | 227020.828 | 102875.695 | Distributed from 923 Generation And Fuel | 1951 |  | WALC | WAPA-- Western Area Power Administration | 35.197 | -114.5707 | Arizona | 0 | 0 | 0 | 0 | 0 | 0 | 0 | 51.7 | 0 | 0 | 0
WAT | 51.7 | 0.501 | 227020.828 | 102875.695 | Distributed from 923 Generation And Fuel | 1951 |  | WALC | WAPA-- Western Area Power Administration | 35.197 | -114.5707 | Arizona | 0 | 0 | 0 | 0 | 0 | 0 | 0 | 51.7 | 0 | 0 | 0
WND | 65.1 | 0.204 | 116380 | 48256 | Distributed from 923 Generation And Fuel | 2010 |  | AZPS | Arizona Public Service Co | 34.6062 | -110.1734 | Arizona | 0 | 0 | 0 | 0 | 65.1 | 0 | 0 | 0 | 0 | 0 | 0
WND | 63 | 0.204 | 112321 | 46496 | Distributed from 923 Generation And Fuel | 2009 |  | SRP | Salt River Project | 34.6596 | -110.2842 | Arizona | 0 | 0 | 0 | 0 | 63 | 0 | 0 | 0 | 0 | 0 | 0
SUN | 17 | 0.316 | 47073 | 23651.371 | Distributed from 923 Generation And Fuel | 2013 |  | AZPS | Arizona Public Service Co | 32.6486 | -114.4287 | Arizona | 0 | 0 | 0 | 0 | 0 | 17 | 0 | 0 | 0 | 0 | 0
SUN | 18 | 0.316 | 49842 | 25042.629 | Distributed from 923 Generation And Fuel | 2013 |  | AZPS | Arizona Public Service Co | 32.6486 | -114.4287 | Arizona | 0 | 0 | 0 | 0 | 0 | 18 | 0 | 0 | 0 | 0 | 0
SUN | 32 | 0.367 | 102975 | 50097 | Distributed from 923 Generation And Fuel | 2014 |  | AZPS | Arizona Public Service Co | 32.9408 | -112.8814 | Arizona | 0 | 0 | 0 | 0 | 0 | 32 | 0 | 0 | 0 | 0 | 0
SUN | 2.5 | 0.195 | 4261 | 2101 | Distributed from 923 Generation And Fuel | 2011 |  | AZPS | Arizona Public Service Co | 33.3559 | -111.8024 | Arizona | 0 | 0 | 0 | 0 | 0 | 2.5 | 0 | 0 | 0 | 0 | 0
SUN | 15 | 0.336 | 44136 | 21763 | Distributed from 923 Generation And Fuel | 2013 |  | AZPS | Arizona Public Service Co | 33.0264 | -112.6658 | Arizona | 0 | 0 | 0 | 0 | 0 | 15 | 0 | 0 | 0 | 0 | 0
WAT | 165 | 0.349 | 505089.272 | 228754.893 | Distributed from 923 Generation And Fuel | 1964 |  | WALC | WAPA-- Western Area Power Administration | 36.9366 | -111.4839 | Arizona | 0 | 0 | 0 | 0 | 0 | 0 | 0 | 165 | 0 | 0 | 0
WAT | 165 | 0.349 | 505089.272 | 228754.893 | Distributed from 923 Generation And Fuel | 1964 |  | WALC | WAPA-- Western Area Power Administration | 36.9366 | -111.4839 | Arizona | 0 | 0 | 0 | 0 | 0 | 0 | 0 | 165 | 0 | 0 | 0
WAT | 165 | 0.349 | 505089.272 | 228754.893 | Distributed from 923 Generation And Fuel | 1964 |  | WALC | WAPA-- Western Area Power Administration | 36.9366 | -111.4839 | Arizona | 0 | 0 | 0 | 0 | 0 | 0 | 0 | 165 | 0 | 0 | 0
WAT | 165 | 0.349 | 505089.272 | 228754.893 | Distributed from 923 Generation And Fuel | 1965 |  | WALC | WAPA-- Western Area Power Administration | 36.9366 | -111.4839 | Arizona | 0 | 0 | 0 | 0 | 0 | 0 | 0 | 165 | 0 | 0 | 0
WAT | 165 | 0.349 | 505089.272 | 228754.893 | Distributed from 923 Generation And Fuel | 1965 |  | WALC | WAPA-- Western Area Power Administration | 36.9366 | -111.4839 | Arizona | 0 | 0 | 0 | 0 | 0 | 0 | 0 | 165 | 0 | 0 | 0
WAT | 165 | 0.349 | 505089.272 | 228754.893 | Distributed from 923 Generation And Fuel | 1965 |  | WALC | WAPA-- Western Area Power Administration | 36.9366 | -111.4839 | Arizona | 0 | 0 | 0 | 0 | 0 | 0 | 0 | 165 | 0 | 0 | 0
WAT | 157 | 0.349 | 480600.095 | 217663.747 | Distributed from 923 Generation And Fuel | 1966 |  | WALC | WAPA-- Western Area Power Administration | 36.9366 | -111.4839 | Arizona | 0 | 0 | 0 | 0 | 0 | 0 | 0 | 157 | 0 | 0 | 0
WAT | 165 | 0.349 | 505089.272 | 228754.893 | Distributed from 923 Generation And Fuel | 1966 |  | WALC | WAPA-- Western Area Power Administration | 36.9366 | -111.4839 | Arizona | 0 | 0 | 0 | 0 | 0 | 0 | 0 | 165 | 0 | 0 | 0
LFG | 1.4 | 0.631 | 7737.5 | 3248.5 | Distributed from 923 Generation And Fuel | 2010 |  | AZPS | Arizona Public Service Co | 33.5403 | -112.3064 | Arizona | 0 | 0 | 0 | 0 | 0 | 0 | 0 | 0 | 0 | 1.4 | 0
LFG | 1.4 | 0.631 | 7737.5 | 3248.5 | Distributed from 923 Generation And Fuel | 2010 |  | AZPS | Arizona Public Service Co | 33.5403 | -112.3064 | Arizona | 0 | 0 | 0 | 0 | 0 | 0 | 0 | 0 | 0 | 1.4 | 0
WAT | 6.5 | 0.443 | 25245 | 11156.333 | Distributed from 923 Generation And Fuel | 1993 |  | WALC | Colorado River Indian Irr Proj | 34.1683 | -114.2774 | Arizona | 0 | 0 | 0 | 0 | 0 | 0 | 0 | 6.5 | 0 | 0 | 0
WAT | 6.5 | 0.443 | 25245 | 11156.333 | Distributed from 923 Generation And Fuel | 1993 |  | WALC | Colorado River Indian Irr Proj | 34.1683 | -114.2774 | Arizona | 0 | 0 | 0 | 0 | 0 | 0 | 0 | 6.5 | 0 | 0 | 0
WAT | 6.5 | 0.443 | 25245 | 11156.333 | Distributed from 923 Generation And Fuel | 1993 |  | WALC | Colorado River Indian Irr Proj | 34.1683 | -114.2774 | Arizona | 0 | 0 | 0 | 0 | 0 | 0 | 0 | 6.5 | 0 | 0 | 0
WAT | 2.4 | 0.2 | 4199.22 | 1706.995 | Distributed from 923 Generation And Fuel | 1936 |  | WALC | WAPA-- Western Area Power Administration | 36.0155 | -114.738 | Arizona | 0 | 0 | 0 | 0 | 0 | 0 | 0 | 2.4 | 0 | 0 | 0
WAT | 130 | 0.2 | 227457.726 | 92462.219 | Distributed from 923 Generation And Fuel | 1941 |  | WALC | WAPA-- Western Area Power Administration | 36.0155 | -114.738 | Arizona | 0 | 0 | 0 | 0 | 0 | 0 | 0 | 130 | 0 | 0 | 0
WAT | 130 | 0.2 | 227457.726 | 92462.219 | Distributed from 923 Generation And Fuel | 1942 |  | WALC | WAPA-- Western Area Power Administration | 36.0155 | -114.738 | Arizona | 0 | 0 | 0 | 0 | 0 | 0 | 0 | 130 | 0 | 0 | 0
WAT | 130 | 0.2 | 227457.726 | 92462.219 | Distributed from 923 Generation And Fuel | 1952 |  | WALC | WAPA-- Western Area Power Administration | 36.0155 | -114.738 | Arizona | 0 | 0 | 0 | 0 | 0 | 0 | 0 | 130 | 0 | 0 | 0
WAT | 130 | 0.2 | 227457.726 | 92462.219 | Distributed from 923 Generation And Fuel | 1952 |  | WALC | WAPA-- Western Area Power Administration | 36.0155 | -114.738 | Arizona | 0 | 0 | 0 | 0 | 0 | 0 | 0 | 130 | 0 | 0 | 0
WAT | 127 | 0.2 | 222208.701 | 90328.475 | Distributed from 923 Generation And Fuel | 1943 |  | WALC | WAPA-- Western Area Power Administration | 36.0155 | -114.738 | Arizona | 0 | 0 | 0 | 0 | 0 | 0 | 0 | 127 | 0 | 0 | 0
WAT | 130 | 0.2 | 227457.726 | 92462.219 | Distributed from 923 Generation And Fuel | 1939 |  | WALC | WAPA-- Western Area Power Administration | 36.0155 | -114.738 | Arizona | 0 | 0 | 0 | 0 | 0 | 0 | 0 | 130 | 0 | 0 | 0
WAT | 130 | 0.2 | 227457.726 | 92462.219 | Distributed from 923 Generation And Fuel | 1939 |  | WALC | WAPA-- Western Area Power Administration | 36.0155 | -114.738 | Arizona | 0 | 0 | 0 | 0 | 0 | 0 | 0 | 130 | 0 | 0 | 0
WAT | 61.5 | 0.2 | 107605.001 | 43741.742 | Distributed from 923 Generation And Fuel | 1937 |  | WALC | WAPA-- Western Area Power Administration | 36.0155 | -114.738 | Arizona | 0 | 0 | 0 | 0 | 0 | 0 | 0 | 61.5 | 0 | 0 | 0
WAT | 68.5 | 0.2 | 119852.725 | 48720.477 | Distributed from 923 Generation And Fuel | 1952 |  | WALC | WAPA-- Western Area Power Administration | 36.0155 | -114.738 | Arizona | 0 | 0 | 0 | 0 | 0 | 0 | 0 | 68.5 | 0 | 0 | 0
WAT | 9.9 | 0.16 | 13900.667 | 7895 | Distributed from 923 Generation And Fuel | 1927 |  | SRP | Salt River Project | 33.5907 | -111.344 | Arizona | 0 | 0 | 0 | 0 | 0 | 0 | 0 | 9.9 | 0 | 0 | 0
WAT | 9.9 | 0.16 | 13900.667 | 7895 | Distributed from 923 Generation And Fuel | 1927 |  | SRP | Salt River Project | 33.5907 | -111.344 | Arizona | 0 | 0 | 0 | 0 | 0 | 0 | 0 | 9.9 | 0 | 0 | 0
WAT | 9.9 | 0.16 | 13900.667 | 7895 | Distributed from 923 Generation And Fuel | 1927 |  | SRP | Salt River Project | 33.5907 | -111.344 | Arizona | 0 | 0 | 0 | 0 | 0 | 0 | 0 | 9.9 | 0 | 0 | 0
WAT | 99.8 | 0.004 | 3727 | 21499 | Distributed from 923 Generation And Fuel | 1972 |  | SRP | Salt River Project | 33.5907 | -111.344 | Arizona | 0 | 0 | 0 | 0 | 0 | 0 | 0 | 99.8 | 0 | 0 | 0
SUN | 14 | 0.303 | 37104 | 18296 | Distributed from 923 Generation And Fuel | 2013 |  | AZPS | Arizona Public Service Co | 33.027 | -113.3489 | Arizona | 0 | 0 | 0 | 0 | 0 | 14 | 0 | 0 | 0 | 0 | 0
SUN | 17 | 0.211 | 31415.227 | 15490.864 | Distributed from 923 Generation And Fuel | 2011 |  | AZPS | Arizona Public Service Co | 33.0257 | -113.344 | Arizona | 0 | 0 | 0 | 0 | 0 | 17 | 0 | 0 | 0 | 0 | 0
SUN | 5 | 0.211 | 9239.773 | 4556.136 | Distributed from 923 Generation And Fuel | 2012 |  | AZPS | Arizona Public Service Co | 33.0257 | -113.344 | Arizona | 0 | 0 | 0 | 0 | 0 | 5 | 0 | 0 | 0 | 0 | 0
SUN | 1.1 | 0.231 | 2227 | 1098 | Distributed from 923 Generation And Fuel | 2012 |  | AZPS | Arizona Public Service Co | 33.6031 | -111.9247 | Arizona | 0 | 0 | 0 | 0 | 0 | 1.1 | 0 | 0 | 0 | 0 | 0
SUN | 0.5 | 0 | 0 | 0 | Distributed from 923 Generation And Fuel | 2011 |  | AZPS | UNS Electric, Inc | 35.1458 | -114.0675 | Arizona | 0 | 0 | 0 | 0 | 0 | 0.5 | 0 | 0 | 0 | 0 | 0
WND | 10 | 0.285 | 24935 | 9796 | Distributed from 923 Generation And Fuel | 2011 |  | AZPS | UNS Electric, Inc | 35.1458 | -114.0675 | Arizona | 0 | 0 | 0 | 0 | 10 | 0 | 0 | 0 | 0 | 0 | 0
SUN | 6.5 | 0.268 | 15235 | 7512 | Distributed from 923 Generation And Fuel | 2012 |  | AZPS | Arizona Public Service Co | 33.8206 | -112.24 | Arizona | 0 | 0 | 0 | 0 | 0 | 6.5 | 0 | 0 | 0 | 0 | 0
SUN | 3.5 | 0.173 | 5315 | 2621 | Distributed from 923 Generation And Fuel | 2010 |  | AZPS | Arizona Public Service Co | 33.4091 | -112.4146 | Arizona | 0 | 0 | 0 | 0 | 0 | 3.5 | 0 | 0 | 0 | 0 | 0
SUN | 4.4 | 0.116 | 4472.111 | 2205.194 | Distributed from 923 Generation And Fuel | 2015 |  | WALC | Mohave Electric Cooperative, I | 34.9843 | -114.5565 | Arizona | 0 | 0 | 0 | 0 | 0 | 4.4 | 0 | 0 | 0 | 0 | 0
SUN | 10 | 0.116 | 10163.889 | 5011.806 | Distributed from 923 Generation And Fuel | 2016 |  | WALC | Mohave Electric Cooperative, I | 34.9843 | -114.5565 | Arizona | 0 | 0 | 0 | 0 | 0 | 10 | 0 | 0 | 0 | 0 | 0
WAT | 9.2 | 0.127 | 10265 | 6952 | Distributed from 923 Generation And Fuel | 1926 |  | SRP | Salt River Project | 33.5536 | -111.4431 | Arizona | 0 | 0 | 0 | 0 | 0 | 0 | 0 | 9.2 | 0 | 0 | 0
WAT | 54.3 | 0.025 | 12071 | 14909 | Distributed from 923 Generation And Fuel | 1971 |  | SRP | Salt River Project | 33.5536 | -111.4431 | Arizona | 0 | 0 | 0 | 0 | 0 | 0 | 0 | 54.3 | 0 | 0 | 0
BIT | 803.1 | 0.593 | 4173047 | 1854454 | EIA-923 Generator File | 1974 | 2019 | SRP | Salt River Project | 36.9047 | -111.3886 | Arizona | 0 | 0 | 0 | 0 | 0 | 0 | 0 | 0 | 0 | 803.1 | 0
BIT | 803.1 | 0.547 | 3845433 | 1949149 | EIA-923 Generator File | 1975 |  | SRP | Salt River Project | 36.9047 | -111.3886 | Arizona | 0 | 0 | 0 | 0 | 0 | 0 | 0 | 0 | 0 | 803.1 | 0
BIT | 803.1 | 0.574 | 4040103 | 1818884 | EIA-923 Generator File | 1976 |  | SRP | Salt River Project | 36.9047 | -111.3886 | Arizona | 0 | 0 | 0 | 0 | 0 | 0 | 0 | 0 | 0 | 803.1 | 0
WDS | 27.2 | 0.741 | 176574 | 79021 | EIA-923 Generator File | 2008 |  | AZPS | Arizona Public Service Co | 34.5032 | -110.335 | Arizona | 0 | 0 | 0 | 0 | 0 | 0 | 0 | 0 | 0 | 27.2 | 0
SUN | 17.6 | 0.244 | 37662 | 18571 | Distributed from 923 Generation And Fuel | 2011 |  | AZPS | Arizona Public Service Co | 33.0211 | -112.6614 | Arizona | 0 | 0 | 0 | 0 | 0 | 17.6 | 0 | 0 | 0 | 0 | 0
SUN | 1.3 | 0.229 | 2607 | 1285 | Distributed from 923 Generation And Fuel | 2013 |  | AZPS | Arizona Public Service Co | 33.6416 | -111.9997 | Arizona | 0 | 0 | 0 | 0 | 0 | 1.3 | 0 | 0 | 0 | 0 | 0
NG | 174 | 0.04 | 61681 | 0 | EIA-923 Generator File | 2003 |  | GRMA | Arizona Public Service Co | 32.975 | -112.6944 | Arizona | 174 | 0 | 0 | 0 | 0 | 0 | 0 | 0 | 0 | 0 | 0
NG | 174 | 0.007 | 10104 | 0 | EIA-923 Generator File | 2003 |  | GRMA | Arizona Public Service Co | 32.975 | -112.6944 | Arizona | 174 | 0 | 0 | 0 | 0 | 0 | 0 | 0 | 0 | 0 | 0
NG | 271 | 0.02 | 48106 | 0 | EIA-923 Generator File | 2003 |  | GRMA | Arizona Public Service Co | 32.975 | -112.6944 | Arizona | 271 | 0 | 0 | 0 | 0 | 0 | 0 | 0 | 0 | 0 | 0
WND | 99.2 | 0.256 | 222162 | 85651 | Distributed from 923 Generation And Fuel | 2012 |  | AZPS | Arizona Public Service Co | 35.4156 | -112.2711 | Arizona | 0 | 0 | 0 | 0 | 99.2 | 0 | 0 | 0 | 0 | 0 | 0
SUN | 1.1 | 0.215 | 2072 | 1022 | Distributed from 923 Generation And Fuel | 2012 |  | AZPS | Arizona Public Service Co | 33.45 | -111.98 | Arizona | 0 | 0 | 0 | 0 | 0 | 1.1 | 0 | 0 | 0 | 0 | 0
SUN | 1.6 | 0.463 | 6495 | 3203 | Distributed from 923 Generation And Fuel | 2012 |  | AZPS | Arizona Public Service Co | 33.45 | -111.98 | Arizona | 0 | 0 | 0 | 0 | 0 | 1.6 | 0 | 0 | 0 | 0 | 0
SUN | 2.1 | 0.295 | 5432 | 2678 | Distributed from 923 Generation And Fuel | 2002 |  | AZPS | Arizona Public Service Co | 34.6584 | -112.4008 | Arizona | 0 | 0 | 0 | 0 | 0 | 2.1 | 0 | 0 | 0 | 0 | 0
SUN | 10.8 | 0.276 | 26142 | 12891 | Distributed from 923 Generation And Fuel | 2011 |  | AZPS | Arizona Public Service Co | 34.6494 | -112.4275 | Arizona | 0 | 0 | 0 | 0 | 0 | 10.8 | 0 | 0 | 0 | 0 | 0
SUN | 19 | 0.313 | 52143 | 25711 | Distributed from 923 Generation And Fuel | 2012 |  | SRP | Salt River Project | 33.2675 | -111.6122 | Arizona | 0 | 0 | 0 | 0 | 0 | 19 | 0 | 0 | 0 | 0 | 0
SUN | 4.5 | 0.234 | 9224 | 4548 | Distributed from 923 Generation And Fuel | 2011 |  | AZPS | Arizona Public Service Co | 32.367 | -112.8314 | Arizona | 0 | 0 | 0 | 0 | 0 | 4.5 | 0 | 0 | 0 | 0 | 0
SUN | 16.6 | 0.24 | 34860 | 17189 | Distributed from 923 Generation And Fuel | 2011 |  | AZPS | Arizona Public Service Co | 34.5858 | -113.1772 | Arizona | 0 | 0 | 0 | 0 | 0 | 16.6 | 0 | 0 | 0 | 0 | 0
SUN | 15 | 0.363 | 47762 | 23551 | Distributed from 923 Generation And Fuel | 2012 |  | AZPS | Arizona Public Service Co | 33.3783 | -113.1808 | Arizona | 0 | 0 | 0 | 0 | 0 | 15 | 0 | 0 | 0 | 0 | 0
SUN | 45 | 0.308 | 121501 | 60854 | Distributed from 923 Generation And Fuel | 2015 |  | SRP | Salt River Project | 33.0356 | -111.4303 | Arizona | 0 | 0 | 0 | 0 | 0 | 45 | 0 | 0 | 0 | 0 | 0
SUN | 140 | 0.262 | 321835 | 178236 | Distributed from 923 Generation And Fuel | 2013 |  | AZPS | Arizona Public Service Co | 32.9223 | -112.9559 | Arizona | 0 | 0 | 0 | 0 | 0 | 140 | 0 | 0 | 0 | 0 | 0
SUN | 140 | 0.262 | 321835 | 178236 | Distributed from 923 Generation And Fuel | 2013 |  | AZPS | Arizona Public Service Co | 32.9223 | -112.9559 | Arizona | 0 | 0 | 0 | 0 | 0 | 140 | 0 | 0 | 0 | 0 | 0
WAT | 1.4 | 0 | 0 | 0 | Distributed from 923 Generation And Fuel | 1981 |  | SRP | Salt River Project | 33.4665 | -111.7811 | Arizona | 0 | 0 | 0 | 0 | 0 | 0 | 0 | 1.4 | 0 | 0 | 0
SUN | 10 | 0.102 | 8924 | 4400 | Distributed from 923 Generation And Fuel | 2015 |  | AZPS | Arizona Public Service Co | 33.145 | -112.66 | Arizona | 0 | 0 | 0 | 0 | 0 | 10 | 0 | 0 | 0 | 0 | 0
WAT | 13 | 0.241 | 27419 | 12117 | Distributed from 923 Generation And Fuel | 1930 |  | SRP | Salt River Project | 33.5661 | -111.536 | Arizona | 0 | 0 | 0 | 0 | 0 | 0 | 0 | 13 | 0 | 0 | 0
SUN | 20 | 0.027 | 4656 | 0 | Distributed from 923 Generation And Fuel | 2016 |  | WALC | Sulphur Springs Valley E C Inc | 32.0628 | -109.9193 | Arizona | 0 | 0 | 0 | 0 | 0 | 20 | 0 | 0 | 0 | 0 | 0
SUN | 1.6 | 0.243 | 3404 | 1678 | Distributed from 923 Generation And Fuel | 2012 |  | AZPS | Arizona Public Service Co | 32.9369 | -111.7386 | Arizona | 0 | 0 | 0 | 0 | 0 | 1.6 | 0 | 0 | 0 | 0 | 0
SUN | 1.8 | 0.196 | 3095 | 1526 | Distributed from 923 Generation And Fuel | 2012 |  | AZPS | Arizona Public Service Co | 32.8914 | -111.7131 | Arizona | 0 | 0 | 0 | 0 | 0 | 1.8 | 0 | 0 | 0 | 0 | 0
WAT | 10 | 0.122 | 10708 | 10651.5 | Distributed from 923 Generation And Fuel | 1993 |  | WALC | Arizona Public Service Co | 33.8447 | -112.2714 | Arizona | 0 | 0 | 0 | 0 | 0 | 0 | 0 | 10 | 0 | 0 | 0
WAT | 10 | 0.122 | 10708 | 10651.5 | Distributed from 923 Generation And Fuel | 1993 |  | WALC | Arizona Public Service Co | 33.8447 | -112.2714 | Arizona | 0 | 0 | 0 | 0 | 0 | 0 | 0 | 10 | 0 | 0 | 0
WAT | 10 | 0.122 | 10708 | 10651.5 | Distributed from 923 Generation And Fuel | 1993 |  | WALC | Arizona Public Service Co | 33.8447 | -112.2714 | Arizona | 0 | 0 | 0 | 0 | 0 | 0 | 0 | 10 | 0 | 0 | 0
WAT | 10 | 0.122 | 10708 | 10651.5 | Distributed from 923 Generation And Fuel | 1993 |  | WALC | Arizona Public Service Co | 33.8447 | -112.2714 | Arizona | 0 | 0 | 0 | 0 | 0 | 0 | 0 | 10 | 0 | 0 | 0
SUN | 1 | 0.184 | 1614 | 796 | Distributed from 923 Generation And Fuel | 2011 |  | AZPS | Arizona Public Service Co | 32.8668 | -111.7718 | Arizona | 0 | 0 | 0 | 0 | 0 | 1 | 0 | 0 | 0 | 0 | 0
SUN | 1 | 0.184 | 1614 | 796 | Distributed from 923 Generation And Fuel | 2011 |  | AZPS | Arizona Public Service Co | 32.8668 | -111.7718 | Arizona | 0 | 0 | 0 | 0 | 0 | 1 | 0 | 0 | 0 | 0 | 0
NG | 44.1 | 0.022 | 8355 | 3740 | EIA-923 Generator File | 1994 |  | AZPS | Arizona Public Service Co | 32.7288 | -114.6541 | Arizona | 44.1 | 0 | 0 | 0 | 0 | 0 | 0 | 0 | 0 | 0 | 0
NG | 18.5 | 0.018 | 2851 | 1426 | EIA-923 Generator File | 1994 |  | AZPS | Arizona Public Service Co | 32.7288 | -114.6541 | Arizona | 18.5 | 0 | 0 | 0 | 0 | 0 | 0 | 0 | 0 | 0 | 0
WAT | 14 | 0.566 | 69466.667 | 33851 | Distributed from 923 Generation And Fuel | 1955 |  | BPAT | Bonneville Power Administration | 48.1802 | -116.9986 | Idaho | 0 | 0 | 0 | 0 | 0 | 0 | 0 | 14 | 0 | 0 | 0
WAT | 14 | 0.566 | 69466.667 | 33851 | Distributed from 923 Generation And Fuel | 1955 |  | BPAT | Bonneville Power Administration | 48.1802 | -116.9986 | Idaho | 0 | 0 | 0 | 0 | 0 | 0 | 0 | 14 | 0 | 0 | 0
WAT | 14 | 0.566 | 69466.667 | 33851 | Distributed from 923 Generation And Fuel | 1955 |  | BPAT | Bonneville Power Administration | 48.1802 | -116.9986 | Idaho | 0 | 0 | 0 | 0 | 0 | 0 | 0 | 14 | 0 | 0 | 0
WAT | 20 | 0.415 | 72697 | 35425.5 | Distributed from 923 Generation And Fuel | 1950 |  | BPAT | Bonneville Power Administration | 43.3571 | -115.4515 | Idaho | 0 | 0 | 0 | 0 | 0 | 0 | 0 | 20 | 0 | 0 | 0
WAT | 20 | 0.415 | 72697 | 35425.5 | Distributed from 923 Generation And Fuel | 1951 |  | BPAT | Bonneville Power Administration | 43.3571 | -115.4515 | Idaho | 0 | 0 | 0 | 0 | 0 | 0 | 0 | 20 | 0 | 0 | 0
WAT | 2.7 | 0.49 | 11597.507 | 5651.463 | Distributed from 923 Generation And Fuel | 1917 |  | PACE | PacifiCorp | 44.0786 | -111.4973 | Idaho | 0 | 0 | 0 | 0 | 0 | 0 | 0 | 2.7 | 0 | 0 | 0
WAT | 2 | 0.49 | 8590.746 | 4186.269 | Distributed from 923 Generation And Fuel | 1925 |  | PACE | PacifiCorp | 44.0786 | -111.4973 | Idaho | 0 | 0 | 0 | 0 | 0 | 0 | 0 | 2 | 0 | 0 | 0
WAT | 2 | 0.49 | 8590.746 | 4186.269 | Distributed from 923 Generation And Fuel | 1925 |  | PACE | PacifiCorp | 44.0786 | -111.4973 | Idaho | 0 | 0 | 0 | 0 | 0 | 0 | 0 | 2 | 0 | 0 | 0
WAT | 2.6 | 0.497 | 11317 | 5515 | Distributed from 923 Generation And Fuel | 1986 |  | PACE | PacifiCorp | 44.0274 | -112.7194 | Idaho | 0 | 0 | 0 | 0 | 0 | 0 | 0 | 2.6 | 0 | 0 | 0
WAT | 5.1 | 0.7 | 31279.5 | 15242.5 | Distributed from 923 Generation And Fuel | 1925 |  | BPAT | Bonneville Power Administration | 43.9305 | -116.4372 | Idaho | 0 | 0 | 0 | 0 | 0 | 0 | 0 | 5.1 | 0 | 0 | 0
WAT | 5.1 | 0.7 | 31279.5 | 15242.5 | Distributed from 923 Generation And Fuel | 1925 |  | BPAT | Bonneville Power Administration | 43.9305 | -116.4372 | Idaho | 0 | 0 | 0 | 0 | 0 | 0 | 0 | 5.1 | 0 | 0 | 0
NG | 5.6 | 0.809 | 39699 | 19610 | Distributed from 923 Generation And Fuel | 2015 |  | PACE | PacifiCorp | 43.8169 | -111.7858 | Idaho | 0 | 5.6 | 0 | 0 | 0 | 0 | 0 | 0 | 0 | 0 | 0
OBG | 0.9 | 0.398 | 3140 | 1318.5 | Distributed from 923 Generation And Fuel | 2011 |  | PACE | PacifiCorp | 43.6319 | -112.2797 | Idaho | 0 | 0 | 0 | 0 | 0 | 0 | 0 | 0 | 0 | 0.9 | 0
OBG | 0.9 | 0.398 | 3140 | 1318.5 | Distributed from 923 Generation And Fuel | 2011 |  | PACE | PacifiCorp | 43.6319 | -112.2797 | Idaho | 0 | 0 | 0 | 0 | 0 | 0 | 0 | 0 | 0 | 0.9 | 0
WAT | 1.2 | 0.211 | 2221 | 1082.333 | Distributed from 923 Generation And Fuel | 2014 |  | BPAT | Fall River Rural Elec Coop Inc | 44.0183 | -111.5836 | Idaho | 0 | 0 | 0 | 0 | 0 | 0 | 0 | 1.2 | 0 | 0 | 0
WAT | 1.2 | 0.211 | 2221 | 1082.333 | Distributed from 923 Generation And Fuel | 2014 |  | BPAT | Fall River Rural Elec Coop Inc | 44.0183 | -111.5836 | Idaho | 0 | 0 | 0 | 0 | 0 | 0 | 0 | 1.2 | 0 | 0 | 0
WAT | 1.2 | 0.211 | 2221 | 1082.333 | Distributed from 923 Generation And Fuel | 2014 |  | BPAT | Fall River Rural Elec Coop Inc | 44.0183 | -111.5836 | Idaho | 0 | 0 | 0 | 0 | 0 | 0 | 0 | 1.2 | 0 | 0 | 0
WAT | 8 | 0.63 | 44131 | 21505 | Distributed from 923 Generation And Fuel | 1982 |  | PACE | City of Idaho Falls - (ID) | 43.4914 | -112.0454 | Idaho | 0 | 0 | 0 | 0 | 0 | 0 | 0 | 8 | 0 | 0 | 0
WAT | 3.6 | 0.354 | 11163 | 5440 | Distributed from 923 Generation And Fuel | 1987 |  | PACE | PacifiCorp | 44.0274 | -112.7194 | Idaho | 0 | 0 | 0 | 0 | 0 | 0 | 0 | 3.6 | 0 | 0 | 0
WAT | 90 | 0.483 | 381079.35 | 223503.075 | Distributed from 923 Generation And Fuel | 1975 |  | BPAT | Bonneville Power Administration | 46.5143 | -116.2977 | Idaho | 0 | 0 | 0 | 0 | 0 | 0 | 0 | 90 | 0 | 0 | 0
WAT | 4.5 | 0.479 | 18875.5 | 9198 | Distributed from 923 Generation And Fuel | 1993 |  | BPAT | Fall River Rural Elec Coop Inc | 44.0597 | -111.3535 | Idaho | 0 | 0 | 0 | 0 | 0 | 0 | 0 | 4.5 | 0 | 0 | 0
WAT | 4.5 | 0.479 | 18875.5 | 9198 | Distributed from 923 Generation And Fuel | 1993 |  | BPAT | Fall River Rural Elec Coop Inc | 44.0597 | -111.3535 | Idaho | 0 | 0 | 0 | 0 | 0 | 0 | 0 | 4.5 | 0 | 0 | 0
WAT | 2.8 | 0.419 | 10277.623 | 5008.348 | Distributed from 923 Generation And Fuel | 1986 |  | PACE | PacifiCorp | 43.9135 | -111.2833 | Idaho | 0 | 0 | 0 | 0 | 0 | 0 | 0 | 2.8 | 0 | 0 | 0
WAT | 2.8 | 0.419 | 10277.623 | 5008.348 | Distributed from 923 Generation And Fuel | 1986 |  | PACE | PacifiCorp | 43.9135 | -111.2833 | Idaho | 0 | 0 | 0 | 0 | 0 | 0 | 0 | 2.8 | 0 | 0 | 0
WAT | 0.6 | 0.419 | 2202.348 | 1073.217 | Distributed from 923 Generation And Fuel | 1946 |  | PACE | PacifiCorp | 43.9135 | -111.2833 | Idaho | 0 | 0 | 0 | 0 | 0 | 0 | 0 | 0.6 | 0 | 0 | 0
WAT | 0.7 | 0.419 | 2569.406 | 1252.087 | Distributed from 923 Generation And Fuel | 1947 |  | PACE | PacifiCorp | 43.9135 | -111.2833 | Idaho | 0 | 0 | 0 | 0 | 0 | 0 | 0 | 0.7 | 0 | 0 | 0
WAT | 2.7 | 0.349 | 8250.324 | 4020.446 | Distributed from 923 Generation And Fuel | 1985 |  | PACE | PacifiCorp | 43.9097 | -111.2854 | Idaho | 0 | 0 | 0 | 0 | 0 | 0 | 0 | 2.7 | 0 | 0 | 0
WAT | 2.7 | 0.349 | 8250.324 | 4020.446 | Distributed from 923 Generation And Fuel | 1985 |  | PACE | PacifiCorp | 43.9097 | -111.2854 | Idaho | 0 | 0 | 0 | 0 | 0 | 0 | 0 | 2.7 | 0 | 0 | 0
WAT | 23.4 | 0.569 | 116563 | 56801 | Distributed from 923 Generation And Fuel | 1988 |  | PACE | City of Idaho Falls - (ID) | 43.4202 | -112.1019 | Idaho | 0 | 0 | 0 | 0 | 0 | 0 | 0 | 23.4 | 0 | 0 | 0
WND | 124.5 | 0.283 | 308287 | 107443 | Distributed from 923 Generation And Fuel | 2010 |  | PACE | PacifiCorp | 43.4671 | -111.8364 | Idaho | 0 | 0 | 0 | 0 | 124.5 | 0 | 0 | 0 | 0 | 0 | 0
WAT | 11 | 0.27 | 26024.667 | 12682 | Distributed from 923 Generation And Fuel | 1923 |  | PACE | PacifiCorp | 42.5367 | -111.794 | Idaho | 0 | 0 | 0 | 0 | 0 | 0 | 0 | 11 | 0 | 0 | 0
WAT | 11 | 0.27 | 26024.667 | 12682 | Distributed from 923 Generation And Fuel | 1923 |  | PACE | PacifiCorp | 42.5367 | -111.794 | Idaho | 0 | 0 | 0 | 0 | 0 | 0 | 0 | 11 | 0 | 0 | 0
WAT | 11 | 0.27 | 26024.667 | 12682 | Distributed from 923 Generation And Fuel | 1923 |  | PACE | PacifiCorp | 42.5367 | -111.794 | Idaho | 0 | 0 | 0 | 0 | 0 | 0 | 0 | 11 | 0 | 0 | 0
WND | 57.6 | 0.351 | 177234 | 59770 | Distributed from 923 Generation And Fuel | 2012 |  | BPAT | Bonneville Power Administration | 43.3864 | -111.7264 | Idaho | 0 | 0 | 0 | 0 | 57.6 | 0 | 0 | 0 | 0 | 0 | 0
WAT | 2.4 | 0.115 | 2424 | 1181 | Distributed from 923 Generation And Fuel | 1994 |  | BPAT | Fall River Rural Elec Coop Inc | 44.4183 | -111.396 | Idaho | 0 | 0 | 0 | 0 | 0 | 0 | 0 | 2.4 | 0 | 0 | 0
WAT | 2.4 | 0.115 | 2424 | 1181 | Distributed from 923 Generation And Fuel | 1994 |  | BPAT | Fall River Rural Elec Coop Inc | 44.4183 | -111.396 | Idaho | 0 | 0 | 0 | 0 | 0 | 0 | 0 | 2.4 | 0 | 0 | 0
WAT | 0.2 | 0.078 | 136.706 | 66.588 | Distributed from 923 Generation And Fuel | 1984 |  | PACE | PacifiCorp | 42.6033 | -111.7053 | Idaho | 0 | 0 | 0 | 0 | 0 | 0 | 0 | 0.2 | 0 | 0 | 0
WAT | 0.5 | 0.078 | 341.765 | 166.471 | Distributed from 923 Generation And Fuel | 1984 |  | PACE | PacifiCorp | 42.6033 | -111.7053 | Idaho | 0 | 0 | 0 | 0 | 0 | 0 | 0 | 0.5 | 0 | 0 | 0
WAT | 1 | 0.078 | 683.529 | 332.941 | Distributed from 923 Generation And Fuel | 1984 |  | PACE | PacifiCorp | 42.6033 | -111.7053 | Idaho | 0 | 0 | 0 | 0 | 0 | 0 | 0 | 1 | 0 | 0 | 0
WAT | 8 | 0.593 | 41583 | 20263 | Distributed from 923 Generation And Fuel | 1982 |  | PACE | City of Idaho Falls - (ID) | 43.4687 | -112.0625 | Idaho | 0 | 0 | 0 | 0 | 0 | 0 | 0 | 8 | 0 | 0 | 0
WAT | 3 | 0.017 | 453 | 221 | Distributed from 923 Generation And Fuel | 1940 |  | PACE | City of Idaho Falls - (ID) | 43.4684 | -112.0626 | Idaho | 0 | 0 | 0 | 0 | 0 | 0 | 0 | 3 | 0 | 0 | 0
WAT | 1.6 | 0.337 | 4729 | 2304 | Distributed from 923 Generation And Fuel | 1993 |  | PACE | PacifiCorp | 42.626 | -112.1493 | Idaho | 0 | 0 | 0 | 0 | 0 | 0 | 0 | 1.6 | 0 | 0 | 0
WND | 119.7 | 0.265 | 277610 | 98630 | Distributed from 923 Generation And Fuel | 2012 |  | PACE | PacifiCorp | 43.5244 | -111.8039 | Idaho | 0 | 0 | 0 | 0 | 119.7 | 0 | 0 | 0 | 0 | 0 | 0
WAT | 2.7 | 0.31 | 7325.383 | 3569.653 | Distributed from 923 Generation And Fuel | 1927 |  | BPAT | Bonneville Power Administration | 42.6699 | -113.4832 | Idaho | 0 | 0 | 0 | 0 | 0 | 0 | 0 | 2.7 | 0 | 0 | 0
WAT | 5 | 0.31 | 13565.523 | 6610.469 | Distributed from 923 Generation And Fuel | 1942 |  | BPAT | Bonneville Power Administration | 42.6699 | -113.4832 | Idaho | 0 | 0 | 0 | 0 | 0 | 0 | 0 | 5 | 0 | 0 | 0
WAT | 10 | 0.31 | 27131.047 | 13220.939 | Distributed from 923 Generation And Fuel | 1997 |  | BPAT | Bonneville Power Administration | 42.6699 | -113.4832 | Idaho | 0 | 0 | 0 | 0 | 0 | 0 | 0 | 10 | 0 | 0 | 0
WAT | 10 | 0.31 | 27131.047 | 13220.939 | Distributed from 923 Generation And Fuel | 1997 |  | BPAT | Bonneville Power Administration | 42.6699 | -113.4832 | Idaho | 0 | 0 | 0 | 0 | 0 | 0 | 0 | 10 | 0 | 0 | 0
WAT | 3.1 | 0.342 | 9290 | 4527 | Distributed from 923 Generation And Fuel | 1986 |  | PACE | PacifiCorp | 42.2608 | -111.6656 | Idaho | 0 | 0 | 0 | 0 | 0 | 0 | 0 | 3.1 | 0 | 0 | 0
WAT | 1 | 0.886 | 7765.128 | 3783.846 | Distributed from 923 Generation And Fuel | 1941 |  | BPAT | City of Bonners Ferry | 48.7339 | -116.1752 | Idaho | 0 | 0 | 0 | 0 | 0 | 0 | 0 | 1 | 0 | 0 | 0
WAT | 0.4 | 0.886 | 3106.051 | 1513.538 | Distributed from 923 Generation And Fuel | 1921 |  | BPAT | City of Bonners Ferry | 48.7339 | -116.1752 | Idaho | 0 | 0 | 0 | 0 | 0 | 0 | 0 | 0.4 | 0 | 0 | 0
WAT | 1 | 0.886 | 7765.128 | 3783.846 | Distributed from 923 Generation And Fuel | 1950 |  | BPAT | City of Bonners Ferry | 48.7339 | -116.1752 | Idaho | 0 | 0 | 0 | 0 | 0 | 0 | 0 | 1 | 0 | 0 | 0
WAT | 1.5 | 0.886 | 11647.692 | 5675.769 | Distributed from 923 Generation And Fuel | 1982 |  | BPAT | City of Bonners Ferry | 48.7339 | -116.1752 | Idaho | 0 | 0 | 0 | 0 | 0 | 0 | 0 | 1.5 | 0 | 0 | 0
WAT | 10 | 0.152 | 13284.667 | 6473.667 | Distributed from 923 Generation And Fuel | 1915 |  | PACE | PacifiCorp | 42.2678 | -111.7485 | Idaho | 0 | 0 | 0 | 0 | 0 | 0 | 0 | 10 | 0 | 0 | 0
WAT | 10 | 0.152 | 13284.667 | 6473.667 | Distributed from 923 Generation And Fuel | 1916 |  | PACE | PacifiCorp | 42.2678 | -111.7485 | Idaho | 0 | 0 | 0 | 0 | 0 | 0 | 0 | 10 | 0 | 0 | 0
WAT | 10 | 0.152 | 13284.667 | 6473.667 | Distributed from 923 Generation And Fuel | 1920 |  | PACE | PacifiCorp | 42.2678 | -111.7485 | Idaho | 0 | 0 | 0 | 0 | 0 | 0 | 0 | 10 | 0 | 0 | 0
WAT | 44.1 | 0.376 | 145328.75 | 70818.75 | Distributed from 923 Generation And Fuel | 1957 |  | BPAT | Bonneville Power Administration | 43.3348 | -111.2058 | Idaho | 0 | 0 | 0 | 0 | 0 | 0 | 0 | 44.1 | 0 | 0 | 0
WAT | 44.1 | 0.376 | 145328.75 | 70818.75 | Distributed from 923 Generation And Fuel | 1957 |  | BPAT | Bonneville Power Administration | 43.3348 | -111.2058 | Idaho | 0 | 0 | 0 | 0 | 0 | 0 | 0 | 44.1 | 0 | 0 | 0
WAT | 44.1 | 0.376 | 145328.75 | 70818.75 | Distributed from 923 Generation And Fuel | 1957 |  | BPAT | Bonneville Power Administration | 43.3348 | -111.2058 | Idaho | 0 | 0 | 0 | 0 | 0 | 0 | 0 | 44.1 | 0 | 0 | 0
WAT | 44.1 | 0.376 | 145328.75 | 70818.75 | Distributed from 923 Generation And Fuel | 1958 |  | BPAT | Bonneville Power Administration | 43.3348 | -111.2058 | Idaho | 0 | 0 | 0 | 0 | 0 | 0 | 0 | 44.1 | 0 | 0 | 0
WND | 22.5 | 0.324 | 63878 | 23283 | Distributed from 923 Generation And Fuel | 2011 |  | PACE | PacifiCorp | 42.7389 | -112.7486 | Idaho | 0 | 0 | 0 | 0 | 22.5 | 0 | 0 | 0 | 0 | 0 | 0
WND | 22.5 | 0.277 | 54521 | 18789 | Distributed from 923 Generation And Fuel | 2011 |  | PACE | PacifiCorp | 42.7033 | -112.7578 | Idaho | 0 | 0 | 0 | 0 | 22.5 | 0 | 0 | 0 | 0 | 0 | 0
GEO | 18 | 0.457 | 71995 | 27647 | Distributed from 923 Generation And Fuel | 2008 |  | BPAT | Raft Rural Elec Coop Inc | 42.0994 | -113.3825 | Idaho | 0 | 0 | 0 | 0 | 0 | 0 | 0 | 0 | 0 | 18 | 0
WAT | 18 | 0.268 | 42204.094 | 20566.299 | Distributed from 923 Generation And Fuel | 1990 |  | BPAT | City of Eugene - (OR) | 48.9595 | -116.5574 | Idaho | 0 | 0 | 0 | 0 | 0 | 0 | 0 | 18 | 0 | 0 | 0
WAT | 18 | 0.268 | 42204.094 | 20566.299 | Distributed from 923 Generation And Fuel | 1990 |  | BPAT | City of Eugene - (OR) | 48.9595 | -116.5574 | Idaho | 0 | 0 | 0 | 0 | 0 | 0 | 0 | 18 | 0 | 0 | 0
WAT | 2.1 | 0.268 | 4923.811 | 2399.402 | Distributed from 923 Generation And Fuel | 1989 |  | BPAT | City of Eugene - (OR) | 48.9595 | -116.5574 | Idaho | 0 | 0 | 0 | 0 | 0 | 0 | 0 | 2.1 | 0 | 0 | 0
WAT | 7.5 | 0.14 | 9190.862 | 4478.793 | Distributed from 923 Generation And Fuel | 1924 |  | PACE | PacifiCorp | 42.6446 | -111.6967 | Idaho | 0 | 0 | 0 | 0 | 0 | 0 | 0 | 7.5 | 0 | 0 | 0
WAT | 7 | 0.14 | 8578.138 | 4180.207 | Distributed from 923 Generation And Fuel | 1924 |  | PACE | PacifiCorp | 42.6446 | -111.6967 | Idaho | 0 | 0 | 0 | 0 | 0 | 0 | 0 | 7 | 0 | 0 | 0
WAT | 8 | 0.608 | 42607 | 20762 | Distributed from 923 Generation And Fuel | 1982 |  | PACE | City of Idaho Falls - (ID) | 43.5527 | -112.051 | Idaho | 0 | 0 | 0 | 0 | 0 | 0 | 0 | 8 | 0 | 0 | 0
WND | 64.5 | 0.309 | 174811 | 61170 | Distributed from 923 Generation And Fuel | 2006 |  | PACE | PacifiCorp | 43.4195 | -111.8294 | Idaho | 0 | 0 | 0 | 0 | 64.5 | 0 | 0 | 0 | 0 | 0 | 0
WAT | 1.7 | 0.821 | 12224.659 | 5265.024 | Distributed from 923 Generation And Fuel | 1927 |  | PACE | PacifiCorp | 48.0592 | -114.0708 | Montana | 0 | 0 | 0 | 0 | 0 | 0 | 0 | 1.7 | 0 | 0 | 0
WAT | 1.7 | 0.821 | 12224.659 | 5265.024 | Distributed from 923 Generation And Fuel | 1928 |  | PACE | PacifiCorp | 48.0592 | -114.0708 | Montana | 0 | 0 | 0 | 0 | 0 | 0 | 0 | 1.7 | 0 | 0 | 0
WAT | 0.7 | 0.821 | 5033.683 | 2167.951 | Distributed from 923 Generation And Fuel | 1910 |  | PACE | PacifiCorp | 48.0592 | -114.0708 | Montana | 0 | 0 | 0 | 0 | 0 | 0 | 0 | 0.7 | 0 | 0 | 0
WAT | 16.6 | 0.711 | 103365.333 | 45201.333 | Distributed from 923 Generation And Fuel | 1953 |  | WAUW | WAPA-- Western Area Power Administration | 46.649 | -111.7279 | Montana | 0 | 0 | 0 | 0 | 0 | 0 | 0 | 16.6 | 0 | 0 | 0
WAT | 16.6 | 0.711 | 103365.333 | 45201.333 | Distributed from 923 Generation And Fuel | 1954 |  | WAUW | WAPA-- Western Area Power Administration | 46.649 | -111.7279 | Montana | 0 | 0 | 0 | 0 | 0 | 0 | 0 | 16.6 | 0 | 0 | 0
WAT | 16.6 | 0.711 | 103365.333 | 45201.333 | Distributed from 923 Generation And Fuel | 1954 |  | WAUW | WAPA-- Western Area Power Administration | 46.649 | -111.7279 | Montana | 0 | 0 | 0 | 0 | 0 | 0 | 0 | 16.6 | 0 | 0 | 0
NG | 91 | 0.12 | 95987 | 49827 | Distributed from 923 Generation And Fuel | 2010 |  | Series([], Name: Balancing Authority Code, dtype: object) | blank | blank | blank | Montana | 0 | 91 | 0 | 0 | 0 | 0 | 0 | 0 | 0 | 0 | 0
WND | 30 | 0.381 | 100119 | 37629 | Distributed from 923 Generation And Fuel | 2007 |  | Series([], Name: Balancing Authority Code, dtype: object) | blank | blank | blank | Montana | 0 | 0 | 0 | 0 | 30 | 0 | 0 | 0 | 0 | 0 | 0
WAT | 43.5 | 0.471 | 179491.376 | 77302.528 | Distributed from 923 Generation And Fuel | 1943 |  | WAUW | WAPA-- Western Area Power Administration | 48.0122 | -106.4123 | Montana | 0 | 0 | 0 | 0 | 0 | 0 | 0 | 43.5 | 0 | 0 | 0
WAT | 43.5 | 0.471 | 179491.376 | 77302.528 | Distributed from 923 Generation And Fuel | 1951 |  | WAUW | WAPA-- Western Area Power Administration | 48.0122 | -106.4123 | Montana | 0 | 0 | 0 | 0 | 0 | 0 | 0 | 43.5 | 0 | 0 | 0
WAT | 40 | 0.471 | 165049.541 | 71082.785 | Distributed from 923 Generation And Fuel | 1961 |  | WAUW | WAPA-- Western Area Power Administration | 48.0122 | -106.4123 | Montana | 0 | 0 | 0 | 0 | 0 | 0 | 0 | 40 | 0 | 0 | 0
WAT | 40 | 0.471 | 165049.541 | 71082.785 | Distributed from 923 Generation And Fuel | 1961 |  | WAUW | WAPA-- Western Area Power Administration | 48.0122 | -106.4123 | Montana | 0 | 0 | 0 | 0 | 0 | 0 | 0 | 40 | 0 | 0 | 0
NG | 43 | 0.009 | 3224.743 | 1683.524 | Distributed from 923 Generation And Fuel | 2003 |  | Series([], Name: Balancing Authority Code, dtype: object) | blank | blank | blank | Montana | 0 | 43 | 0 | 0 | 0 | 0 | 0 | 0 | 0 | 0 | 0
NG | 40.7 | 0.009 | 3052.257 | 1593.476 | Distributed from 923 Generation And Fuel | 1979 |  | Series([], Name: Balancing Authority Code, dtype: object) | blank | blank | blank | Montana | 0 | 40.7 | 0 | 0 | 0 | 0 | 0 | 0 | 0 | 0 | 0
WAT | 107 | 0.223 | 208790.5 | 104665.75 | Distributed from 923 Generation And Fuel | 1952 |  | BPAT | Bonneville Power Administration | 48.3415 | -114.0144 | Montana | 0 | 0 | 0 | 0 | 0 | 0 | 0 | 107 | 0 | 0 | 0
WAT | 107 | 0.223 | 208790.5 | 104665.75 | Distributed from 923 Generation And Fuel | 1952 |  | BPAT | Bonneville Power Administration | 48.3415 | -114.0144 | Montana | 0 | 0 | 0 | 0 | 0 | 0 | 0 | 107 | 0 | 0 | 0
WAT | 107 | 0.223 | 208790.5 | 104665.75 | Distributed from 923 Generation And Fuel | 1953 |  | BPAT | Bonneville Power Administration | 48.3415 | -114.0144 | Montana | 0 | 0 | 0 | 0 | 0 | 0 | 0 | 107 | 0 | 0 | 0
WAT | 107 | 0.223 | 208790.5 | 104665.75 | Distributed from 923 Generation And Fuel | 1953 |  | BPAT | Bonneville Power Administration | 48.3415 | -114.0144 | Montana | 0 | 0 | 0 | 0 | 0 | 0 | 0 | 107 | 0 | 0 | 0
LIG | 50 | 0.596 | 261059 | 88975 | EIA-923 Generator File | 1958 |  | Series([], Name: Balancing Authority Code, dtype: object) | blank | blank | blank | Montana | 0 | 0 | 0 | 0 | 0 | 0 | 0 | 0 | 0 | 50 | 0
NG | 9.3 | 0.073 | 5959 | 3921 | Distributed from 923 Generation And Fuel | 2016 |  | Series([], Name: Balancing Authority Code, dtype: object) | blank | blank | blank | Montana | 0 | 9.3 | 0 | 0 | 0 | 0 | 0 | 0 | 0 | 0 | 0
NG | 9.3 | 0.073 | 5959 | 3921 | Distributed from 923 Generation And Fuel | 2016 |  | Series([], Name: Balancing Authority Code, dtype: object) | blank | blank | blank | Montana | 0 | 9.3 | 0 | 0 | 0 | 0 | 0 | 0 | 0 | 0 | 0
WAT | 105 | 0.475 | 437097 | 162938.2 | Distributed from 923 Generation And Fuel | 1975 |  | BPAT | Bonneville Power Administration | 48.4098 | -115.3143 | Montana | 0 | 0 | 0 | 0 | 0 | 0 | 0 | 105 | 0 | 0 | 0
WAT | 105 | 0.475 | 437097 | 162938.2 | Distributed from 923 Generation And Fuel | 1975 |  | BPAT | Bonneville Power Administration | 48.4098 | -115.3143 | Montana | 0 | 0 | 0 | 0 | 0 | 0 | 0 | 105 | 0 | 0 | 0
WAT | 105 | 0.475 | 437097 | 162938.2 | Distributed from 923 Generation And Fuel | 1976 |  | BPAT | Bonneville Power Administration | 48.4098 | -115.3143 | Montana | 0 | 0 | 0 | 0 | 0 | 0 | 0 | 105 | 0 | 0 | 0
WAT | 105 | 0.475 | 437097 | 162938.2 | Distributed from 923 Generation And Fuel | 1976 |  | BPAT | Bonneville Power Administration | 48.4098 | -115.3143 | Montana | 0 | 0 | 0 | 0 | 0 | 0 | 0 | 105 | 0 | 0 | 0
WAT | 105 | 0.475 | 437097 | 162938.2 | Distributed from 923 Generation And Fuel | 1984 |  | BPAT | Bonneville Power Administration | 48.4098 | -115.3143 | Montana | 0 | 0 | 0 | 0 | 0 | 0 | 0 | 105 | 0 | 0 | 0
NG | 23.3 | 0.003 | 712 | 370 | Distributed from 923 Generation And Fuel | 1972 |  | Series([], Name: Balancing Authority Code, dtype: object) | blank | blank | blank | Montana | 0 | 23.3 | 0 | 0 | 0 | 0 | 0 | 0 | 0 | 0 | 0
WND | 106.5 | 0.305 | 284566 | 96166 | Distributed from 923 Generation And Fuel | 2008 |  | GWA | NorthWestern Energy LLC - (MT) | 48.51 | -112.1097 | Montana | 0 | 0 | 0 | 0 | 106.5 | 0 | 0 | 0 | 0 | 0 | 0
WND | 103.5 | 0.32 | 290305 | 100117 | Distributed from 923 Generation And Fuel | 2009 |  | GWA | Glacier Electric Coop, Inc | 48.5333 | -112.1847 | Montana | 0 | 0 | 0 | 0 | 103.5 | 0 | 0 | 0 | 0 | 0 | 0
WND | 189 | 0.394 | 652904 | 209419 | Distributed from 923 Generation And Fuel | 2012 |  | WWA | Marias River Electric Coop Inc | 48.8203 | -112.1033 | Montana | 0 | 0 | 0 | 0 | 189 | 0 | 0 | 0 | 0 | 0 | 0
WAT | 113.9 | 0.34 | 339128.4 | 151813.2 | Distributed from 923 Generation And Fuel | 1959 |  | AVA | Avista Corp | 47.9605 | -115.7336 | Montana | 0 | 0 | 0 | 0 | 0 | 0 | 0 | 113.9 | 0 | 0 | 0
WAT | 113.9 | 0.34 | 339128.4 | 151813.2 | Distributed from 923 Generation And Fuel | 1959 |  | AVA | Avista Corp | 47.9605 | -115.7336 | Montana | 0 | 0 | 0 | 0 | 0 | 0 | 0 | 113.9 | 0 | 0 | 0
WAT | 113.9 | 0.34 | 339128.4 | 151813.2 | Distributed from 923 Generation And Fuel | 1959 |  | AVA | Avista Corp | 47.9605 | -115.7336 | Montana | 0 | 0 | 0 | 0 | 0 | 0 | 0 | 113.9 | 0 | 0 | 0
WAT | 113.8 | 0.34 | 338830.658 | 151679.914 | Distributed from 923 Generation And Fuel | 1960 |  | AVA | Avista Corp | 47.9605 | -115.7336 | Montana | 0 | 0 | 0 | 0 | 0 | 0 | 0 | 113.8 | 0 | 0 | 0
WAT | 114 | 0.34 | 339426.142 | 151946.486 | Distributed from 923 Generation And Fuel | 1977 |  | AVA | Avista Corp | 47.9605 | -115.7336 | Montana | 0 | 0 | 0 | 0 | 0 | 0 | 0 | 114 | 0 | 0 | 0
WH | 7.5 | 0.582 | 38258 | 14488.25 | Distributed from 923 Generation And Fuel | 2006 |  | Series([], Name: Balancing Authority Code, dtype: object) | blank | blank | blank | Montana | 0 | 0 | 0 | 0 | 0 | 0 | 0 | 0 | 0 | 7.5 | 0
WH | 7.5 | 0.582 | 38258 | 14488.25 | Distributed from 923 Generation And Fuel | 2006 |  | Series([], Name: Balancing Authority Code, dtype: object) | blank | blank | blank | Montana | 0 | 0 | 0 | 0 | 0 | 0 | 0 | 0 | 0 | 7.5 | 0
WH | 7.5 | 0.582 | 38258 | 14488.25 | Distributed from 923 Generation And Fuel | 2006 |  | Series([], Name: Balancing Authority Code, dtype: object) | blank | blank | blank | Montana | 0 | 0 | 0 | 0 | 0 | 0 | 0 | 0 | 0 | 7.5 | 0
WH | 7.5 | 0.582 | 38258 | 14488.25 | Distributed from 923 Generation And Fuel | 2006 |  | Series([], Name: Balancing Authority Code, dtype: object) | blank | blank | blank | Montana | 0 | 0 | 0 | 0 | 0 | 0 | 0 | 0 | 0 | 7.5 | 0
WH | 7.5 | 0.661 | 43459 | 18818 | Distributed from 923 Generation And Fuel | 2009 |  | Series([], Name: Balancing Authority Code, dtype: object) | blank | blank | blank | Montana | 0 | 0 | 0 | 0 | 0 | 0 | 0 | 0 | 0 | 7.5 | 0
WH | 7.5 | 0.661 | 43459 | 18818 | Distributed from 923 Generation And Fuel | 2009 |  | Series([], Name: Balancing Authority Code, dtype: object) | blank | blank | blank | Montana | 0 | 0 | 0 | 0 | 0 | 0 | 0 | 0 | 0 | 7.5 | 0
WH | 7.5 | 0.661 | 43459 | 18818 | Distributed from 923 Generation And Fuel | 2009 |  | Series([], Name: Balancing Authority Code, dtype: object) | blank | blank | blank | Montana | 0 | 0 | 0 | 0 | 0 | 0 | 0 | 0 | 0 | 7.5 | 0
WH | 7.5 | 0.661 | 43459 | 18818 | Distributed from 923 Generation And Fuel | 2008 |  | Series([], Name: Balancing Authority Code, dtype: object) | blank | blank | blank | Montana | 0 | 0 | 0 | 0 | 0 | 0 | 0 | 0 | 0 | 7.5 | 0
LIG | 2 | 0.288 | 5046 | 2223.766 | EIA-923 Generator File | 1950 |  | Series([], Name: Balancing Authority Code, dtype: object) | blank | blank | blank | Montana | 0 | 0 | 0 | 0 | 0 | 0 | 0 | 0 | 0 | 2 | 0
LIG | 2 | 0.276 | 4837 | 2223.766 | EIA-923 Generator File | 1950 |  | Series([], Name: Balancing Authority Code, dtype: object) | blank | blank | blank | Montana | 0 | 0 | 0 | 0 | 0 | 0 | 0 | 0 | 0 | 2 | 0
WDS | 2.8 | 0.822 | 20150 | 8245.966 | EIA-923 Generator File | 2013 |  | BPAT | Flathead Electric Coop Inc | 48.3877 | -114.2409 | Montana | 0 | 0 | 0 | 0 | 0 | 0 | 0 | 0 | 0 | 2.8 | 0
WAT | 7.5 | 0.796 | 52297 | 22523 | Distributed from 923 Generation And Fuel | 2004 |  | WAUW | WAPA-- Western Area Power Administration | 48.318 | -111.1018 | Montana | 0 | 0 | 0 | 0 | 0 | 0 | 0 | 7.5 | 0 | 0 | 0
WAT | 62.5 | 0.315 | 172574.25 | 83721.75 | Distributed from 923 Generation And Fuel | 1966 |  | WAUW | WAPA-- Western Area Power Administration | 45.3074 | -107.9575 | Montana | 0 | 0 | 0 | 0 | 0 | 0 | 0 | 62.5 | 0 | 0 | 0
WAT | 62.5 | 0.315 | 172574.25 | 83721.75 | Distributed from 923 Generation And Fuel | 1966 |  | WAUW | WAPA-- Western Area Power Administration | 45.3074 | -107.9575 | Montana | 0 | 0 | 0 | 0 | 0 | 0 | 0 | 62.5 | 0 | 0 | 0
WAT | 62.5 | 0.315 | 172574.25 | 83721.75 | Distributed from 923 Generation And Fuel | 1966 |  | WAUW | WAPA-- Western Area Power Administration | 45.3074 | -107.9575 | Montana | 0 | 0 | 0 | 0 | 0 | 0 | 0 | 62.5 | 0 | 0 | 0
WAT | 62.5 | 0.315 | 172574.25 | 83721.75 | Distributed from 923 Generation And Fuel | 1966 |  | WAUW | WAPA-- Western Area Power Administration | 45.3074 | -107.9575 | Montana | 0 | 0 | 0 | 0 | 0 | 0 | 0 | 62.5 | 0 | 0 | 0
NG | 177 | 0.386 | 598085 | 308368 | Distributed from 923 Generation And Fuel | 2002 |  | PNM | El Paso Electric Co | 32.1142 | -106.8465 | New Mexico | 177 | 0 | 0 | 0 | 0 | 0 | 0 | 0 | 0 | 0 | 0
NG | 110 | 0 | 0 | 0 | Distributed from 923 Generation And Fuel | 2007 |  | PNM | El Paso Electric Co | 32.1142 | -106.8465 | New Mexico | 110 | 0 | 0 | 0 | 0 | 0 | 0 | 0 | 0 | 0 | 0
SUN | 5 | 0.264 | 11552 | 4804 | Distributed from 923 Generation And Fuel | 2011 |  | PNM | Public Service Co of NM | 32.8657 | -105.9998 | New Mexico | 0 | 0 | 0 | 0 | 0 | 5 | 0 | 0 | 0 | 0 | 0
SUN | 2 | 0.249 | 4370 | 1817 | Distributed from 923 Generation And Fuel | 2011 |  | PNM | Public Service Co of NM | 35.169 | -106.6 | New Mexico | 0 | 0 | 0 | 0 | 0 | 2 | 0 | 0 | 0 | 0 | 0
WND | 5 | 0.406 | 17782 | 6299 | Distributed from 923 Generation And Fuel | 2014 |  | Series([], Name: Balancing Authority Code, dtype: object) | blank | blank | blank | New Mexico | 0 | 0 | 0 | 0 | 5 | 0 | 0 | 0 | 0 | 0 | 0
WND | 10 | 0.464 | 40666 | 14406 | Distributed from 923 Generation And Fuel | 2014 |  | Series([], Name: Balancing Authority Code, dtype: object) | blank | blank | blank | New Mexico | 0 | 0 | 0 | 0 | 10 | 0 | 0 | 0 | 0 | 0 | 0
NG | 18.6 | 0.147 | 24010 | 11141 | Distributed from 923 Generation And Fuel | 1994 |  | WACM | City of Farmington - (NM) | 36.7251 | -108.192 | New Mexico | 0 | 18.6 | 0 | 0 | 0 | 0 | 0 | 0 | 0 | 0 | 0
WND | 90 | 0.34 | 268201 | 73263 | Distributed from 923 Generation And Fuel | 2006 |  | PNM | Public Service Co of NM | 34.8147 | -105.0108 | New Mexico | 0 | 0 | 0 | 0 | 90 | 0 | 0 | 0 | 0 | 0 | 0
SUN | 1.3 | 0.285 | 3246 | 1350 | Distributed from 923 Generation And Fuel | 2012 |  | PNM | Kit Carson Electric Coop, Inc | 36.9078 | -105.9853 | New Mexico | 0 | 0 | 0 | 0 | 0 | 1.3 | 0 | 0 | 0 | 0 | 0
NG | 40 | 0.784 | 274667 | 115390 | EIA-923 Generator File | 2005 |  | WACM | City of Farmington - (NM) | 36.7166 | -108.2153 | New Mexico | 40 | 0 | 0 | 0 | 0 | 0 | 0 | 0 | 0 | 0 | 0
NG | 27 | 0.626 | 148055 | 68629 | EIA-923 Generator File | 2005 |  | WACM | City of Farmington - (NM) | 36.7166 | -108.2153 | New Mexico | 27 | 0 | 0 | 0 | 0 | 0 | 0 | 0 | 0 | 0 | 0
WND | 9.9 | 0.448 | 38823 | 13753 | Distributed from 923 Generation And Fuel | 2014 |  | Series([], Name: Balancing Authority Code, dtype: object) | blank | blank | blank | New Mexico | 0 | 0 | 0 | 0 | 9.9 | 0 | 0 | 0 | 0 | 0 | 0
WND | 9.9 | 0.446 | 38695 | 13708 | Distributed from 923 Generation And Fuel | 2014 |  | Series([], Name: Balancing Authority Code, dtype: object) | blank | blank | blank | New Mexico | 0 | 0 | 0 | 0 | 9.9 | 0 | 0 | 0 | 0 | 0 | 0
SUN | 25 | 0.014 | 3053 | 0 | Distributed from 923 Generation And Fuel | 2016 |  | Series([], Name: Balancing Authority Code, dtype: object) | blank | blank | blank | New Mexico | 0 | 0 | 0 | 0 | 0 | 25 | 0 | 0 | 0 | 0 | 0
WND | 60 | 0.464 | 243688.5 | 98985 | Distributed from 923 Generation And Fuel | 2004 |  | SWPP | Southwestern Public Service Co | 34.9806 | -103.3539 | New Mexico | 0 | 0 | 0 | 0 | 60 | 0 | 0 | 0 | 0 | 0 | 0
WND | 20 | 0.464 | 81229.5 | 32995 | Distributed from 923 Generation And Fuel | 2005 |  | SWPP | Southwestern Public Service Co | 34.9806 | -103.3539 | New Mexico | 0 | 0 | 0 | 0 | 20 | 0 | 0 | 0 | 0 | 0 | 0
NG | 16.3 | 0 | 0 | 0 | Distributed from 923 Generation And Fuel | 1977 | 2025 | Series([], Name: Balancing Authority Code, dtype: object) | blank | blank | blank | New Mexico | 0 | 16.3 | 0 | 0 | 0 | 0 | 0 | 0 | 0 | 0 | 0
SUN | 70 | 0.039 | 24188 | 0 | Distributed from 923 Generation And Fuel | 2016 |  | Series([], Name: Balancing Authority Code, dtype: object) | blank | blank | blank | New Mexico | 0 | 0 | 0 | 0 | 0 | 70 | 0 | 0 | 0 | 0 | 0
SUN | 7.6 | 0.288 | 19150 | 7963 | Distributed from 923 Generation And Fuel | 2015 |  | PNM | Public Service Co of NM | 35.2011 | -107.2452 | New Mexico | 0 | 0 | 0 | 0 | 0 | 7.6 | 0 | 0 | 0 | 0 | 0
SUN | 30.6 | 0.238 | 63694 | 29061 | Distributed from 923 Generation And Fuel | 2010 |  | WACM | Springer Electric Coop, Inc | 36.4681 | -104.6357 | New Mexico | 0 | 0 | 0 | 0 | 0 | 30.6 | 0 | 0 | 0 | 0 | 0
SUN | 1.9 | 0.215 | 3585 | 1491 | Distributed from 923 Generation And Fuel | 2015 |  | PNM | Tri-County Electric Coop, Inc | 33.1211 | -107.2878 | New Mexico | 0 | 0 | 0 | 0 | 0 | 1.9 | 0 | 0 | 0 | 0 | 0
NG | 75 | 0.249 | 163340 | 57807 | EIA-923 Generator File | 1957 | 2019 | Series([], Name: Balancing Authority Code, dtype: object) | blank | blank | blank | New Mexico | 75 | 0 | 0 | 0 | 0 | 0 | 0 | 0 | 0 | 0 | 0
NG | 190.4 | 0.465 | 775399 | 304014 | EIA-923 Generator File | 1965 | 2025 | Series([], Name: Balancing Authority Code, dtype: object) | blank | blank | blank | New Mexico | 190.4 | 0 | 0 | 0 | 0 | 0 | 0 | 0 | 0 | 0 | 0
NG | 126.9 | 0.181 | 201055.5 | 89399.5 | Distributed from 923 Generation And Fuel | 1998 |  | Series([], Name: Balancing Authority Code, dtype: object) | blank | blank | blank | New Mexico | 0 | 126.9 | 0 | 0 | 0 | 0 | 0 | 0 | 0 | 0 | 0
NG | 126.9 | 0.181 | 201055.5 | 89399.5 | Distributed from 923 Generation And Fuel | 1998 |  | Series([], Name: Balancing Authority Code, dtype: object) | blank | blank | blank | New Mexico | 0 | 126.9 | 0 | 0 | 0 | 0 | 0 | 0 | 0 | 0 | 0
SUN | 5 | 0.265 | 11591.111 | 4820 | Distributed from 923 Generation And Fuel | 2011 |  | PNM | Public Service Co of NM | 32.1658 | -107.7506 | New Mexico | 0 | 0 | 0 | 0 | 0 | 5 | 0 | 0 | 0 | 0 | 0
SUN | 4 | 0.265 | 9272.889 | 3856 | Distributed from 923 Generation And Fuel | 2013 |  | PNM | Public Service Co of NM | 32.1658 | -107.7506 | New Mexico | 0 | 0 | 0 | 0 | 0 | 4 | 0 | 0 | 0 | 0 | 0
WAT | 9.3 | 0.178 | 14497 | 6681.333 | Distributed from 923 Generation And Fuel | 1940 |  | WACM | WAPA-- Western Area Power Administration | 33.1534 | -107.192 | New Mexico | 0 | 0 | 0 | 0 | 0 | 0 | 0 | 9.3 | 0 | 0 | 0
WAT | 9.3 | 0.178 | 14497 | 6681.333 | Distributed from 923 Generation And Fuel | 1940 |  | WACM | WAPA-- Western Area Power Administration | 33.1534 | -107.192 | New Mexico | 0 | 0 | 0 | 0 | 0 | 0 | 0 | 9.3 | 0 | 0 | 0
WAT | 9.3 | 0.178 | 14497 | 6681.333 | Distributed from 923 Generation And Fuel | 1940 |  | WACM | WAPA-- Western Area Power Administration | 33.1534 | -107.192 | New Mexico | 0 | 0 | 0 | 0 | 0 | 0 | 0 | 9.3 | 0 | 0 | 0
SUB | 257 | 0.578 | 1301590 | 537633 | EIA-923 Generator File | 1984 |  | WACM | Tri-State G & T Assn, Inc | 35.4159 | -108.082 | New Mexico | 0 | 0 | 257 | 0 | 0 | 0 | 0 | 0 | 0 | 0 | 0
SUN | 2 | 0.213 | 3735 | 1553 | Distributed from 923 Generation And Fuel | 2013 |  | PNM | Public Service Co of NM | 35.0492 | -106.53 | New Mexico | 0 | 0 | 0 | 0 | 0 | 2 | 0 | 0 | 0 | 0 | 0
NG | 7 | 0.641 | 39311.898 | 18241.387 | Distributed from 923 Generation And Fuel | 2005 |  | PNM | Public Service Co of NM | 35.0841 | -106.6252 | New Mexico | 0 | 7 | 0 | 0 | 0 | 0 | 0 | 0 | 0 | 0 | 0
NG | 1.1 | 0.19 | 1830 | 849.162 | EIA-923 Generator File | 2011 |  | PNM | Public Service Co of NM | 35.0841 | -106.6252 | New Mexico | 1.1 | 0 | 0 | 0 | 0 | 0 | 0 | 0 | 0 | 0 | 0
NG | 6.7 | 0.641 | 37627.102 | 17459.613 | Distributed from 923 Generation And Fuel | 2014 |  | PNM | Public Service Co of NM | 35.0841 | -106.6252 | New Mexico | 0 | 6.7 | 0 | 0 | 0 | 0 | 0 | 0 | 0 | 0 | 0
SUB | 818.1 | 0.517 | 3706469 | 1313210 | EIA-923 Generator File | 1969 |  | AZPS | Arizona Public Service Co | 36.69 | -108.4814 | New Mexico | 0 | 0 | 818.1 | 0 | 0 | 0 | 0 | 0 | 0 | 0 | 0
SUB | 818.1 | 0.442 | 3166816 | 1536654 | EIA-923 Generator File | 1970 |  | AZPS | Arizona Public Service Co | 36.69 | -108.4814 | New Mexico | 0 | 0 | 818.1 | 0 | 0 | 0 | 0 | 0 | 0 | 0 | 0
NG | 3 | 0 | 0 | 0 | Distributed from 923 Generation And Fuel | 1990 |  | PNM | Continental Divide El Coop Inc | 35.4883 | -108.4265 | New Mexico | 0 | 3 | 0 | 0 | 0 | 0 | 0 | 0 | 0 | 0 | 0
NG | 3 | 0 | 0 | 0 | Distributed from 923 Generation And Fuel | 1990 |  | PNM | Continental Divide El Coop Inc | 35.4883 | -108.4265 | New Mexico | 0 | 3 | 0 | 0 | 0 | 0 | 0 | 0 | 0 | 0 | 0
SUN | 2.3 | 0.255 | 5144 | 2139 | Distributed from 923 Generation And Fuel | 2011 |  | SWPP | Southwestern Public Service Co | 33.3 | -104.4 | New Mexico | 0 | 0 | 0 | 0 | 0 | 2.3 | 0 | 0 | 0 | 0 | 0
WND | 100 | 0.327 | 286435 | 93654 | Distributed from 923 Generation And Fuel | 2009 |  | PNM | Tri-State G & T Assn, Inc | 34.4667 | -105.9625 | New Mexico | 0 | 0 | 0 | 0 | 100 | 0 | 0 | 0 | 0 | 0 | 0
NG | 7.2 |  |  |  |  | 2008 |  | Series([], Name: Balancing Authority Code, dtype: object) | blank | blank | blank | New Mexico | 0 | 7.2 | 0 | 0 | 0 | 0 | 0 | 0 | 0 | 0 | 0
NG | 196.9 | 0.676 | 1165465 | 488276 | EIA-923 Generator File | 2008 |  | Series([], Name: Balancing Authority Code, dtype: object) | blank | blank | blank | New Mexico | 196.9 | 0 | 0 | 0 | 0 | 0 | 0 | 0 | 0 | 0 | 0
NG | 196.9 | 0.643 | 1109743 | 495455 | EIA-923 Generator File | 2008 |  | Series([], Name: Balancing Authority Code, dtype: object) | blank | blank | blank | New Mexico | 196.9 | 0 | 0 | 0 | 0 | 0 | 0 | 0 | 0 | 0 | 0
NG | 264.6 | 0.528 | 1224203 | 532084 | EIA-923 Generator File | 2008 |  | Series([], Name: Balancing Authority Code, dtype: object) | blank | blank | blank | New Mexico | 264.6 | 0 | 0 | 0 | 0 | 0 | 0 | 0 | 0 | 0 | 0
SUN | 1.3 | 0.265 | 3018 | 1255 | Distributed from 923 Generation And Fuel | 2012 |  | PNM | Kit Carson Electric Coop, Inc | 36.9667 | -105.4381 | New Mexico | 0 | 0 | 0 | 0 | 0 | 1.3 | 0 | 0 | 0 | 0 | 0
NG | 42.3 | 0.06 | 22133 | 10270 | Distributed from 923 Generation And Fuel | 2015 |  | PNM | Public Service Co of NM | 34.6161 | -106.815 | New Mexico | 0 | 42.3 | 0 | 0 | 0 | 0 | 0 | 0 | 0 | 0 | 0
SUN | 5 | 0.24 | 10507 | 4664 | Distributed from 923 Generation And Fuel | 2011 |  | PNM | Public Service Co of NM | 35.6433 | -105.2067 | New Mexico | 0 | 0 | 0 | 0 | 0 | 5 | 0 | 0 | 0 | 0 | 0
NG | 9.3 | 0.132 | 10744 | 4985.4 | Distributed from 923 Generation And Fuel | 2012 |  | Series([], Name: Balancing Authority Code, dtype: object) | blank | blank | blank | New Mexico | 0 | 9.3 | 0 | 0 | 0 | 0 | 0 | 0 | 0 | 0 | 0
NG | 9.3 | 0.132 | 10744 | 4985.4 | Distributed from 923 Generation And Fuel | 2012 |  | Series([], Name: Balancing Authority Code, dtype: object) | blank | blank | blank | New Mexico | 0 | 9.3 | 0 | 0 | 0 | 0 | 0 | 0 | 0 | 0 | 0
NG | 9.3 | 0.132 | 10744 | 4985.4 | Distributed from 923 Generation And Fuel | 2012 |  | Series([], Name: Balancing Authority Code, dtype: object) | blank | blank | blank | New Mexico | 0 | 9.3 | 0 | 0 | 0 | 0 | 0 | 0 | 0 | 0 | 0
NG | 9.3 | 0.132 | 10744 | 4985.4 | Distributed from 923 Generation And Fuel | 2012 |  | Series([], Name: Balancing Authority Code, dtype: object) | blank | blank | blank | New Mexico | 0 | 9.3 | 0 | 0 | 0 | 0 | 0 | 0 | 0 | 0 | 0
NG | 9.3 | 0.132 | 10744 | 4985.4 | Distributed from 923 Generation And Fuel | 2012 |  | Series([], Name: Balancing Authority Code, dtype: object) | blank | blank | blank | New Mexico | 0 | 9.3 | 0 | 0 | 0 | 0 | 0 | 0 | 0 | 0 | 0
GEO | 1 | 0.406 | 3554.5 | 1365 | Distributed from 923 Generation And Fuel | 2013 |  | PNM | Columbus Electric Coop, Inc | 32.1447 | -108.8383 | New Mexico | 0 | 0 | 0 | 0 | 0 | 0 | 0 | 0 | 0 | 1 | 0
GEO | 1 | 0.406 | 3554.5 | 1365 | Distributed from 923 Generation And Fuel | 2013 |  | PNM | Columbus Electric Coop, Inc | 32.1447 | -108.8383 | New Mexico | 0 | 0 | 0 | 0 | 0 | 0 | 0 | 0 | 0 | 1 | 0
GEO | 1 | 0.406 | 3554.5 | 1365 | Distributed from 923 Generation And Fuel | 2013 |  | PNM | Columbus Electric Coop, Inc | 32.1447 | -108.8383 | New Mexico | 0 | 0 | 0 | 0 | 0 | 0 | 0 | 0 | 0 | 1 | 0
GEO | 1 | 0.406 | 3554.5 | 1365 | Distributed from 923 Generation And Fuel | 2013 |  | PNM | Columbus Electric Coop, Inc | 32.1447 | -108.8383 | New Mexico | 0 | 0 | 0 | 0 | 0 | 0 | 0 | 0 | 0 | 1 | 0
NG | 44 | 0.016 | 6276.5 | 2912.5 | Distributed from 923 Generation And Fuel | 2002 |  | PNM | Public Service Co of NM | 32.3505 | -108.698 | New Mexico | 0 | 44 | 0 | 0 | 0 | 0 | 0 | 0 | 0 | 0 | 0
NG | 44 | 0.016 | 6276.5 | 2912.5 | Distributed from 923 Generation And Fuel | 2002 |  | PNM | Public Service Co of NM | 32.3505 | -108.698 | New Mexico | 0 | 44 | 0 | 0 | 0 | 0 | 0 | 0 | 0 | 0 | 0
SUN | 1 | 0.153 | 1340 | 557 | Distributed from 923 Generation And Fuel | 2012 |  | PNM | Los Alamos County | 35.8756 | -106.31 | New Mexico | 0 | 0 | 0 | 0 | 0 | 1 | 0 | 0 | 0 | 0 | 0
MWH | 1 | 0.017 | 147.778 | 61.111 | Distributed from 923 Generation And Fuel | 2012 |  | PNM | Los Alamos County | 35.8756 | -106.31 | New Mexico | 0 | 0 | 0 | 0 | 0 | 0 | 0 | 0 | 0 | 1 | 0
MWH | 0.8 | 0.017 | 118.222 | 48.889 | Distributed from 923 Generation And Fuel | 2012 |  | PNM | Los Alamos County | 35.8756 | -106.31 | New Mexico | 0 | 0 | 0 | 0 | 0 | 0 | 0 | 0 | 0 | 0.8 | 0
SUN | 5 | 0.252 | 11025.714 | 4585 | Distributed from 923 Generation And Fuel | 2011 |  | PNM | Public Service Co of NM | 34.8331 | -106.7724 | New Mexico | 0 | 0 | 0 | 0 | 0 | 5 | 0 | 0 | 0 | 0 | 0
SUN | 2 | 0.252 | 4410.286 | 1834 | Distributed from 923 Generation And Fuel | 2013 |  | PNM | Public Service Co of NM | 34.8331 | -106.7724 | New Mexico | 0 | 0 | 0 | 0 | 0 | 2 | 0 | 0 | 0 | 0 | 0
NG | 175 | 0.476 | 729155 | 344481 | EIA-923 Generator File | 2006 |  | PNM | El Paso Electric Co | 32.2993 | -107.7834 | New Mexico | 175 | 0 | 0 | 0 | 0 | 0 | 0 | 0 | 0 | 0 | 0
NG | 175 | 0.476 | 729634 | 357726 | EIA-923 Generator File | 2006 |  | PNM | El Paso Electric Co | 32.2993 | -107.7834 | New Mexico | 175 | 0 | 0 | 0 | 0 | 0 | 0 | 0 | 0 | 0 | 0
NG | 300 | 0.327 | 860383 | 418410 | EIA-923 Generator File | 2006 |  | PNM | El Paso Electric Co | 32.2993 | -107.7834 | New Mexico | 300 | 0 | 0 | 0 | 0 | 0 | 0 | 0 | 0 | 0 | 0
NG | 113.6 | 0.265 | 263403 | 155302 | EIA-923 Generator File | 1967 |  | Series([], Name: Balancing Authority Code, dtype: object) | blank | blank | blank | New Mexico | 113.6 | 0 | 0 | 0 | 0 | 0 | 0 | 0 | 0 | 0 | 0
NG | 86.9 | 0.066 | 50606.886 | 16359.102 | Distributed from 923 Generation And Fuel | 1976 | 2025 | Series([], Name: Balancing Authority Code, dtype: object) | blank | blank | blank | New Mexico | 0 | 86.9 | 0 | 0 | 0 | 0 | 0 | 0 | 0 | 0 | 0
SUN | 8.4 | 0.255 | 18799 | 7818 | Distributed from 923 Generation And Fuel | 2013 |  | PNM | Public Service Co of NM | 34.7467 | -106.6544 | New Mexico | 0 | 0 | 0 | 0 | 0 | 8.4 | 0 | 0 | 0 | 0 | 0
SUN | 9.1 | 0.309 | 24628 | 10241 | Distributed from 923 Generation And Fuel | 2015 |  | PNM | Public Service Co of NM | 34.81 | -106.52 | New Mexico | 0 | 0 | 0 | 0 | 0 | 9.1 | 0 | 0 | 0 | 0 | 0
WND | 1.5 | 0.211 | 2772 | 982 | Distributed from 923 Generation And Fuel | 2008 |  | Series([], Name: Balancing Authority Code, dtype: object) | blank | blank | blank | New Mexico | 0 | 0 | 0 | 0 | 1.5 | 0 | 0 | 0 | 0 | 0 | 0
WND | 50 | 0.455 | 199426 | 78115 | Distributed from 923 Generation And Fuel | 2016 |  | Series([], Name: Balancing Authority Code, dtype: object) | blank | blank | blank | New Mexico | 0 | 0 | 0 | 0 | 50 | 0 | 0 | 0 | 0 | 0 | 0
WAT | 15 | 0.398 | 52240.5 | 24076.5 | Distributed from 923 Generation And Fuel | 1989 |  | WACM | City of Farmington - (NM) | 36.8061 | -107.6131 | New Mexico | 0 | 0 | 0 | 0 | 0 | 0 | 0 | 15 | 0 | 0 | 0
WAT | 15 | 0.398 | 52240.5 | 24076.5 | Distributed from 923 Generation And Fuel | 1989 |  | WACM | City of Farmington - (NM) | 36.8061 | -107.6131 | New Mexico | 0 | 0 | 0 | 0 | 0 | 0 | 0 | 15 | 0 | 0 | 0
WND | 204 | 0.278 | 496547 | 162265 | Distributed from 923 Generation And Fuel | 2003 |  | PNM | Public Service Co of NM | 34.6357 | -104.0473 | New Mexico | 0 | 0 | 0 | 0 | 204 | 0 | 0 | 0 | 0 | 0 | 0
SUN | 8 | 0.265 | 18555 | 7716 | Distributed from 923 Generation And Fuel | 2013 |  | PNM | Public Service Co of NM | 32.9764 | -105.9711 | New Mexico | 0 | 0 | 0 | 0 | 0 | 8 | 0 | 0 | 0 | 0 | 0
SUN | 0.5 | 0.197 | 864 | 359 | Distributed from 923 Generation And Fuel | 2011 |  | PNM | Public Service Co of NM | 35.0019 | -106.6372 | New Mexico | 0 | 0 | 0 | 0 | 0 | 0.5 | 0 | 0 | 0 | 0 | 0
MWH | 0.8 | 0.002 | 13 | 0 | Distributed from 923 Generation And Fuel | 2011 |  | PNM | Public Service Co of NM | 35.0019 | -106.6372 | New Mexico | 0 | 0 | 0 | 0 | 0 | 0 | 0 | 0 | 0 | 0.8 | 0
DFO | 27 | 0.001 | 337 | 120 | Distributed from 923 Generation And Fuel | 2013 |  | SWPP | Southwestern Public Service Co | 35.1828 | -103.7311 | New Mexico | 0 | 0 | 0 | 27 | 0 | 0 | 0 | 0 | 0 | 0 | 0
SUN | 1 | 0.164 | 1433 | 596 | Distributed from 923 Generation And Fuel | 2011 | 2019 | PNM | Kit Carson Electric Coop, Inc | 36.7169 | -105.6094 | New Mexico | 0 | 0 | 0 | 0 | 0 | 1 | 0 | 0 | 0 | 0 | 0
WND | 102.4 | 0.239 | 214000 | 64126 | Distributed from 923 Generation And Fuel | 2010 |  | PNM | Public Service Co of NM | 35.2689 | -107.3828 | New Mexico | 0 | 0 | 0 | 0 | 102.4 | 0 | 0 | 0 | 0 | 0 | 0
NG | 150 | 0.085 | 111841 | 51495 | Distributed from 923 Generation And Fuel | 2000 |  | PNM | Public Service Co of NM | 35.026 | -106.644 | New Mexico | 0 | 150 | 0 | 0 | 0 | 0 | 0 | 0 | 0 | 0 | 0
SUN | 10 | 0.269 | 23590 | 9810 | Distributed from 923 Generation And Fuel | 2015 |  | PNM | Public Service Co of NM | 34.5826 | -106.683 | New Mexico | 0 | 0 | 0 | 0 | 0 | 10 | 0 | 0 | 0 | 0 | 0
SUN | 1 | 0.284 | 2488 | 1035 | Distributed from 923 Generation And Fuel | 2013 |  | PNM | Public Service Co of NM | 35.2644 | -106.6678 | New Mexico | 0 | 0 | 0 | 0 | 0 | 1 | 0 | 0 | 0 | 0 | 0
WND | 250 | 0.479 | 1049875 | 395787 | Distributed from 923 Generation And Fuel | 2015 |  | Series([], Name: Balancing Authority Code, dtype: object) | blank | blank | blank | New Mexico | 0 | 0 | 0 | 0 | 250 | 0 | 0 | 0 | 0 | 0 | 0
SUN | 70 | 0.091 | 55816 | 22217 | Distributed from 923 Generation And Fuel | 2016 |  | Series([], Name: Balancing Authority Code, dtype: object) | blank | blank | blank | New Mexico | 0 | 0 | 0 | 0 | 0 | 70 | 0 | 0 | 0 | 0 | 0
WND | 120 | 0.378 | 397580 | 143603 | Distributed from 923 Generation And Fuel | 2005 |  | Series([], Name: Balancing Authority Code, dtype: object) | blank | blank | blank | New Mexico | 0 | 0 | 0 | 0 | 120 | 0 | 0 | 0 | 0 | 0 | 0
SUN | 6.1 | 0.304 | 16243 | 6755 | Distributed from 923 Generation And Fuel | 2014 |  | PNM | Public Service Co of NM | 35.2836 | -106.8128 | New Mexico | 0 | 0 | 0 | 0 | 0 | 6.1 | 0 | 0 | 0 | 0 | 0
SUN | 9.5 | 0.267 | 22187 | 9226 | Distributed from 923 Generation And Fuel | 2015 |  | PNM | Public Service Co of NM | 35.5878 | -106.0609 | New Mexico | 0 | 0 | 0 | 0 | 0 | 9.5 | 0 | 0 | 0 | 0 | 0
SUN | 10.5 | 0.275 | 25331 | 10534 | Distributed from 923 Generation And Fuel | 2015 |  | PNM | Public Service Co of NM | 35.0297 | -106.8555 | New Mexico | 0 | 0 | 0 | 0 | 0 | 10.5 | 0 | 0 | 0 | 0 | 0
SUN | 2 | 0.252 | 4407 | 1833 | Distributed from 923 Generation And Fuel | 2013 |  | SWPP | Southwestern Public Service Co | 33.3511 | -104.5069 | New Mexico | 0 | 0 | 0 | 0 | 0 | 2 | 0 | 0 | 0 | 0 | 0
SUN | 1 | 0.088 | 767 | 319 | Distributed from 923 Generation And Fuel | 2013 |  | PNM | Public Service Co of NM | 32.7139 | -108.2481 | New Mexico | 0 | 0 | 0 | 0 | 0 | 1 | 0 | 0 | 0 | 0 | 0
SUN | 10 | 0.282 | 24725 | 10282 | Distributed from 923 Generation And Fuel | 2015 |  | PNM | Public Service Co of NM | 34.9861 | -106.7361 | New Mexico | 0 | 0 | 0 | 0 | 0 | 10 | 0 | 0 | 0 | 0 | 0
NG | 2.2 | 0.632 | 12170.667 | 5397.667 | Distributed from 923 Generation And Fuel | 2002 |  | PNM | Public Service Co of NM | 35.0161 | -106.6697 | New Mexico | 0 | 2.2 | 0 | 0 | 0 | 0 | 0 | 0 | 0 | 0 | 0
NG | 2.2 | 0.632 | 12170.667 | 5397.667 | Distributed from 923 Generation And Fuel | 2002 |  | PNM | Public Service Co of NM | 35.0161 | -106.6697 | New Mexico | 0 | 2.2 | 0 | 0 | 0 | 0 | 0 | 0 | 0 | 0 | 0
OBG | 1.1 | 0.632 | 6085.333 | 2698.833 | Distributed from 923 Generation And Fuel | 1987 |  | PNM | Public Service Co of NM | 35.0161 | -106.6697 | New Mexico | 0 | 0 | 0 | 0 | 0 | 0 | 0 | 0 | 0 | 1.1 | 0
OBG | 1.1 | 0.632 | 6085.333 | 2698.833 | Distributed from 923 Generation And Fuel | 1987 |  | PNM | Public Service Co of NM | 35.0161 | -106.6697 | New Mexico | 0 | 0 | 0 | 0 | 0 | 0 | 0 | 0 | 0 | 1.1 | 0
SUN | 1 | 0.295 | 2581 | 1073 | Distributed from 923 Generation And Fuel | 2015 |  | PNM | Springer Electric Coop, Inc | 36.3981 | -104.5942 | New Mexico | 0 | 0 | 0 | 0 | 0 | 1 | 0 | 0 | 0 | 0 | 0
SUN | 10 | 0.136 | 11929 | 4961 | Distributed from 923 Generation And Fuel | 2011 |  | SWPP | Southwestern Public Service Co | 32.1274 | -103.1378 | New Mexico | 0 | 0 | 0 | 0 | 0 | 10 | 0 | 0 | 0 | 0 | 0
SUN | 10 | 0.139 | 12145 | 5050 | Distributed from 923 Generation And Fuel | 2011 |  | SWPP | Southwestern Public Service Co | 32.1836 | -103.1831 | New Mexico | 0 | 0 | 0 | 0 | 0 | 10 | 0 | 0 | 0 | 0 | 0
SUN | 10 | 0.132 | 11535 | 4797 | Distributed from 923 Generation And Fuel | 2011 |  | SWPP | Southwestern Public Service Co | 32.4697 | -103.3233 | New Mexico | 0 | 0 | 0 | 0 | 0 | 10 | 0 | 0 | 0 | 0 | 0
SUN | 10.1 | 0.143 | 12616 | 5246 | Distributed from 923 Generation And Fuel | 2011 |  | SWPP | Southwestern Public Service Co | 32.6819 | -103.3036 | New Mexico | 0 | 0 | 0 | 0 | 0 | 10.1 | 0 | 0 | 0 | 0 | 0
SUN | 10.1 | 0.141 | 12504 | 5200 | Distributed from 923 Generation And Fuel | 2011 |  | SWPP | Southwestern Public Service Co | 32.3456 | -104.2347 | New Mexico | 0 | 0 | 0 | 0 | 0 | 10.1 | 0 | 0 | 0 | 0 | 0
SUN | 1.9 | 0.204 | 3402 | 1415 | Distributed from 923 Generation And Fuel | 2014 |  | PNM | Mora-San Miguel Elec Coop | 35.6569 | -105.1839 | New Mexico | 0 | 0 | 0 | 0 | 0 | 1.9 | 0 | 0 | 0 | 0 | 0
SUN | 1 | 0.259 | 2265 | 942 | Distributed from 923 Generation And Fuel | 2013 |  | PNM | Public Service Co of NM | 35.3133 | -106.6578 | New Mexico | 0 | 0 | 0 | 0 | 0 | 1 | 0 | 0 | 0 | 0 | 0
WND | 0.7 | 0.261 | 1603 | 567.737 | Distributed from 923 Generation And Fuel | 2003 |  | SWPP | Southwestern Public Service Co | 34.36 | -103.0667 | New Mexico | 0 | 0 | 0 | 0 | 0.7 | 0 | 0 | 0 | 0 | 0 | 0
WND | 0.6 | 0.261 | 1374 | 486.632 | Distributed from 923 Generation And Fuel | 1999 |  | SWPP | Southwestern Public Service Co | 34.36 | -103.0667 | New Mexico | 0 | 0 | 0 | 0 | 0.6 | 0 | 0 | 0 | 0 | 0 | 0
NG | 159.5 | 0.044 | 60911 | 36679 | Distributed from 923 Generation And Fuel | 2008 |  | PNM | Public Service Co of NM | 34.6115 | -106.7322 | New Mexico | 0 | 159.5 | 0 | 0 | 0 | 0 | 0 | 0 | 0 | 0 | 0
SUN | 1 | 0.213 | 1869 | 777 | Distributed from 923 Generation And Fuel | 2015 |  | PNM | City of Truth or Consequences - (NM) | 33.1526 | -107.2498 | New Mexico | 0 | 0 | 0 | 0 | 0 | 1 | 0 | 0 | 0 | 0 | 0
WND | 27.3 | 0.385 | 92061 | 33665 | Distributed from 923 Generation And Fuel | 2012 |  | Series([], Name: Balancing Authority Code, dtype: object) | blank | blank | blank | New Mexico | 0 | 0 | 0 | 0 | 27.3 | 0 | 0 | 0 | 0 | 0 | 0
SUN | 10 | 0.218 | 19061 | 8462 | Distributed from 923 Generation And Fuel | 2008 |  | CISO | San Diego Gas & Electric Co | 35.7881 | -114.9933 | Nevada | 0 | 0 | 0 | 0 | 0 | 10 | 0 | 0 | 0 | 0 | 0
SUN | 8 | 0.234 | 16381.833 | 7749.167 | Distributed from 923 Generation And Fuel | 2010 |  | CISO | San Diego Gas & Electric Co | 35.7814 | -114.9933 | Nevada | 0 | 0 | 0 | 0 | 0 | 8 | 0 | 0 | 0 | 0 | 0
SUN | 10 | 0.234 | 20477.292 | 9686.458 | Distributed from 923 Generation And Fuel | 2010 |  | CISO | San Diego Gas & Electric Co | 35.7814 | -114.9933 | Nevada | 0 | 0 | 0 | 0 | 0 | 10 | 0 | 0 | 0 | 0 | 0
SUN | 10 | 0.234 | 20477.292 | 9686.458 | Distributed from 923 Generation And Fuel | 2010 |  | CISO | San Diego Gas & Electric Co | 35.7814 | -114.9933 | Nevada | 0 | 0 | 0 | 0 | 0 | 10 | 0 | 0 | 0 | 0 | 0
SUN | 10 | 0.234 | 20477.292 | 9686.458 | Distributed from 923 Generation And Fuel | 2010 |  | CISO | San Diego Gas & Electric Co | 35.7814 | -114.9933 | Nevada | 0 | 0 | 0 | 0 | 0 | 10 | 0 | 0 | 0 | 0 | 0
SUN | 10 | 0.234 | 20477.292 | 9686.458 | Distributed from 923 Generation And Fuel | 2010 |  | CISO | San Diego Gas & Electric Co | 35.7814 | -114.9933 | Nevada | 0 | 0 | 0 | 0 | 0 | 10 | 0 | 0 | 0 | 0 | 0
SUN | 30 | 0.264 | 69473.961 | 33080.065 | Distributed from 923 Generation And Fuel | 2012 |  | CISO | San Diego Gas & Electric Co | 35.7864 | -114.9628 | Nevada | 0 | 0 | 0 | 0 | 0 | 30 | 0 | 0 | 0 | 0 | 0
SUN | 30 | 0.264 | 69473.961 | 33080.065 | Distributed from 923 Generation And Fuel | 2012 |  | CISO | San Diego Gas & Electric Co | 35.7864 | -114.9628 | Nevada | 0 | 0 | 0 | 0 | 0 | 30 | 0 | 0 | 0 | 0 | 0
SUN | 34 | 0.264 | 78737.156 | 37490.74 | Distributed from 923 Generation And Fuel | 2012 |  | CISO | San Diego Gas & Electric Co | 35.7864 | -114.9628 | Nevada | 0 | 0 | 0 | 0 | 0 | 34 | 0 | 0 | 0 | 0 | 0
SUN | 30 | 0.264 | 69473.961 | 33080.065 | Distributed from 923 Generation And Fuel | 2015 |  | CISO | San Diego Gas & Electric Co | 35.7864 | -114.9628 | Nevada | 0 | 0 | 0 | 0 | 0 | 30 | 0 | 0 | 0 | 0 | 0
SUN | 30 | 0.264 | 69473.961 | 33080.065 | Distributed from 923 Generation And Fuel | 2015 |  | CISO | San Diego Gas & Electric Co | 35.7864 | -114.9628 | Nevada | 0 | 0 | 0 | 0 | 0 | 30 | 0 | 0 | 0 | 0 | 0
SUN | 26 | 0.271 | 61773.349 | 30253.804 | Distributed from 923 Generation And Fuel | 2014 |  | LDWP | Los Angeles Department of Water & Power | 35.8894 | -114.9579 | Nevada | 0 | 0 | 0 | 0 | 0 | 26 | 0 | 0 | 0 | 0 | 0
SUN | 21 | 0.271 | 49893.859 | 24435.765 | Distributed from 923 Generation And Fuel | 2015 |  | LDWP | Los Angeles Department of Water & Power | 35.8894 | -114.9579 | Nevada | 0 | 0 | 0 | 0 | 0 | 21 | 0 | 0 | 0 | 0 | 0
SUN | 27 | 0.271 | 64149.247 | 31417.412 | Distributed from 923 Generation And Fuel | 2014 |  | LDWP | Los Angeles Department of Water & Power | 35.8894 | -114.9579 | Nevada | 0 | 0 | 0 | 0 | 0 | 27 | 0 | 0 | 0 | 0 | 0
SUN | 26 | 0.271 | 61773.349 | 30253.804 | Distributed from 923 Generation And Fuel | 2014 |  | LDWP | Los Angeles Department of Water & Power | 35.8894 | -114.9579 | Nevada | 0 | 0 | 0 | 0 | 0 | 26 | 0 | 0 | 0 | 0 | 0
SUN | 28 | 0.271 | 66525.145 | 32581.02 | Distributed from 923 Generation And Fuel | 2014 |  | LDWP | Los Angeles Department of Water & Power | 35.8894 | -114.9579 | Nevada | 0 | 0 | 0 | 0 | 0 | 28 | 0 | 0 | 0 | 0 | 0
SUN | 25 | 0.271 | 59397.451 | 29090.196 | Distributed from 923 Generation And Fuel | 2014 |  | LDWP | Los Angeles Department of Water & Power | 35.8894 | -114.9579 | Nevada | 0 | 0 | 0 | 0 | 0 | 25 | 0 | 0 | 0 | 0 | 0
SUN | 26 | 0.271 | 61773.349 | 30253.804 | Distributed from 923 Generation And Fuel | 2014 |  | LDWP | Los Angeles Department of Water & Power | 35.8894 | -114.9579 | Nevada | 0 | 0 | 0 | 0 | 0 | 26 | 0 | 0 | 0 | 0 | 0
SUN | 26 | 0.271 | 61773.349 | 30253.804 | Distributed from 923 Generation And Fuel | 2014 |  | LDWP | Los Angeles Department of Water & Power | 35.8894 | -114.9579 | Nevada | 0 | 0 | 0 | 0 | 0 | 26 | 0 | 0 | 0 | 0 | 0
SUN | 26 | 0.271 | 61773.349 | 30253.804 | Distributed from 923 Generation And Fuel | 2014 |  | LDWP | Los Angeles Department of Water & Power | 35.8894 | -114.9579 | Nevada | 0 | 0 | 0 | 0 | 0 | 26 | 0 | 0 | 0 | 0 | 0
SUN | 24 | 0.271 | 57021.553 | 27926.588 | Distributed from 923 Generation And Fuel | 2015 |  | LDWP | Los Angeles Department of Water & Power | 35.8894 | -114.9579 | Nevada | 0 | 0 | 0 | 0 | 0 | 24 | 0 | 0 | 0 | 0 | 0
SUN | 51.8 | 0.052 | 23785.387 | 2713.412 | Distributed from 923 Generation And Fuel | 2016 |  | CISO | San Diego Gas & Electric Co | 35.7822 | -114.9754 | Nevada | 0 | 0 | 0 | 0 | 0 | 51.8 | 0 | 0 | 0 | 0 | 0
SUN | 41.8 | 0.052 | 19193.613 | 2189.588 | Distributed from 923 Generation And Fuel | 2016 |  | CISO | San Diego Gas & Electric Co | 35.7822 | -114.9754 | Nevada | 0 | 0 | 0 | 0 | 0 | 41.8 | 0 | 0 | 0 | 0 | 0
NG | 170 | 0.234 | 348700 | 196622 | EIA-923 Generator File | 2000 |  | CISO | San Diego Gas & Electric Co | 35.7889 | -114.9942 | Nevada | 170 | 0 | 0 | 0 | 0 | 0 | 0 | 0 | 0 | 0 | 0
NG | 170 | 0.282 | 419265 | 255489 | EIA-923 Generator File | 2000 |  | CISO | San Diego Gas & Electric Co | 35.7889 | -114.9942 | Nevada | 170 | 0 | 0 | 0 | 0 | 0 | 0 | 0 | 0 | 0 | 0
NG | 196 | 0.265 | 455069 | 270474 | EIA-923 Generator File | 2000 |  | CISO | San Diego Gas & Electric Co | 35.7889 | -114.9942 | Nevada | 196 | 0 | 0 | 0 | 0 | 0 | 0 | 0 | 0 | 0 | 0
WAT | 2.4 | 0.192 | 4036.456 | 1825.245 | Distributed from 923 Generation And Fuel | 1936 |  | WALC | WAPA-- Western Area Power Administration | 36.0155 | -114.738 | Nevada | 0 | 0 | 0 | 0 | 0 | 0 | 0 | 2.4 | 0 | 0 | 0
WAT | 130 | 0.192 | 218641.389 | 98867.414 | Distributed from 923 Generation And Fuel | 1936 |  | WALC | WAPA-- Western Area Power Administration | 36.0155 | -114.738 | Nevada | 0 | 0 | 0 | 0 | 0 | 0 | 0 | 130 | 0 | 0 | 0
WAT | 130 | 0.192 | 218641.389 | 98867.414 | Distributed from 923 Generation And Fuel | 1936 |  | WALC | WAPA-- Western Area Power Administration | 36.0155 | -114.738 | Nevada | 0 | 0 | 0 | 0 | 0 | 0 | 0 | 130 | 0 | 0 | 0
WAT | 130 | 0.192 | 218641.389 | 98867.414 | Distributed from 923 Generation And Fuel | 1937 |  | WALC | WAPA-- Western Area Power Administration | 36.0155 | -114.738 | Nevada | 0 | 0 | 0 | 0 | 0 | 0 | 0 | 130 | 0 | 0 | 0
WAT | 130 | 0.192 | 218641.389 | 98867.414 | Distributed from 923 Generation And Fuel | 1936 |  | WALC | WAPA-- Western Area Power Administration | 36.0155 | -114.738 | Nevada | 0 | 0 | 0 | 0 | 0 | 0 | 0 | 130 | 0 | 0 | 0
WAT | 130 | 0.192 | 218641.389 | 98867.414 | Distributed from 923 Generation And Fuel | 1938 |  | WALC | WAPA-- Western Area Power Administration | 36.0155 | -114.738 | Nevada | 0 | 0 | 0 | 0 | 0 | 0 | 0 | 130 | 0 | 0 | 0
WAT | 130 | 0.192 | 218641.389 | 98867.414 | Distributed from 923 Generation And Fuel | 1938 |  | WALC | WAPA-- Western Area Power Administration | 36.0155 | -114.738 | Nevada | 0 | 0 | 0 | 0 | 0 | 0 | 0 | 130 | 0 | 0 | 0
WAT | 127 | 0.192 | 213595.819 | 96585.858 | Distributed from 923 Generation And Fuel | 1944 |  | WALC | WAPA-- Western Area Power Administration | 36.0155 | -114.738 | Nevada | 0 | 0 | 0 | 0 | 0 | 0 | 0 | 127 | 0 | 0 | 0
WAT | 130 | 0.192 | 218641.389 | 98867.414 | Distributed from 923 Generation And Fuel | 1961 |  | WALC | WAPA-- Western Area Power Administration | 36.0155 | -114.738 | Nevada | 0 | 0 | 0 | 0 | 0 | 0 | 0 | 130 | 0 | 0 | 0
SUN | 26.4 | 0.255 | 58986.893 | 34532.362 | Distributed from 923 Generation And Fuel | 2015 |  | CISO | Southern California Edison Co | 35.63 | -115.32 | Nevada | 0 | 0 | 0 | 0 | 0 | 26.4 | 0 | 0 | 0 | 0 | 0
SUN | 27.9 | 0.255 | 62338.421 | 36494.428 | Distributed from 923 Generation And Fuel | 2015 |  | CISO | Southern California Edison Co | 35.63 | -115.32 | Nevada | 0 | 0 | 0 | 0 | 0 | 27.9 | 0 | 0 | 0 | 0 | 0
SUN | 37.2 | 0.255 | 83117.894 | 48659.237 | Distributed from 923 Generation And Fuel | 2015 |  | CISO | Southern California Edison Co | 35.63 | -115.32 | Nevada | 0 | 0 | 0 | 0 | 0 | 37.2 | 0 | 0 | 0 | 0 | 0
SUN | 35.7 | 0.255 | 79766.366 | 46697.171 | Distributed from 923 Generation And Fuel | 2016 |  | CISO | Southern California Edison Co | 35.63 | -115.32 | Nevada | 0 | 0 | 0 | 0 | 0 | 35.7 | 0 | 0 | 0 | 0 | 0
SUN | 35 | 0.255 | 78202.32 | 45781.54 | Distributed from 923 Generation And Fuel | 2016 |  | CISO | Southern California Edison Co | 35.63 | -115.32 | Nevada | 0 | 0 | 0 | 0 | 0 | 35 | 0 | 0 | 0 | 0 | 0
SUN | 36.6 | 0.255 | 81777.283 | 47874.41 | Distributed from 923 Generation And Fuel | 2016 |  | CISO | Southern California Edison Co | 35.63 | -115.32 | Nevada | 0 | 0 | 0 | 0 | 0 | 36.6 | 0 | 0 | 0 | 0 | 0
SUN | 35 | 0.255 | 78202.32 | 45781.54 | Distributed from 923 Generation And Fuel | 2016 |  | CISO | Southern California Edison Co | 35.63 | -115.32 | Nevada | 0 | 0 | 0 | 0 | 0 | 35 | 0 | 0 | 0 | 0 | 0
SUN | 16.2 | 0.255 | 36196.502 | 21190.313 | Distributed from 923 Generation And Fuel | 2016 |  | CISO | Southern California Edison Co | 35.63 | -115.32 | Nevada | 0 | 0 | 0 | 0 | 0 | 16.2 | 0 | 0 | 0 | 0 | 0
GEO | 60.5 | 0.935 | 495329 | 203871 | Distributed from 923 Generation And Fuel | 1998 |  | CISO | Southern California Edison Co | 39.9663 | -117.8557 | Nevada | 0 | 0 | 0 | 0 | 0 | 0 | 0 | 0 | 0 | 60.5 | 0
WAT | 1 | 0.279 | 2444 | 790.333 | Distributed from 923 Generation And Fuel | 2015 |  | PACW | PacifiCorp | 44.5281 | -121.1528 | Oregon | 0 | 0 | 0 | 0 | 0 | 0 | 0 | 1 | 0 | 0 | 0
WAT | 1 | 0.279 | 2444 | 790.333 | Distributed from 923 Generation And Fuel | 2015 |  | PACW | PacifiCorp | 44.5281 | -121.1528 | Oregon | 0 | 0 | 0 | 0 | 0 | 0 | 0 | 1 | 0 | 0 | 0
WAT | 1 | 0.279 | 2444 | 790.333 | Distributed from 923 Generation And Fuel | 2015 |  | PACW | PacifiCorp | 44.5281 | -121.1528 | Oregon | 0 | 0 | 0 | 0 | 0 | 0 | 0 | 1 | 0 | 0 | 0
WND | 103 | 0.224 | 201811 | 108372 | Distributed from 923 Generation And Fuel | 2008 |  | BPAT | Bonneville Power Administration | 45.7167 | -120.2008 | Oregon | 0 | 0 | 0 | 0 | 103 | 0 | 0 | 0 | 0 | 0 | 0
SUN | 1.7 | 0.128 | 1904 | 1013 | Distributed from 923 Generation And Fuel | 2012 |  | PGE | Portland General Electric Co | 45.2694 | -122.7717 | Oregon | 0 | 0 | 0 | 0 | 0 | 1.7 | 0 | 0 | 0 | 0 | 0
SUN | 8 | 0.007 | 482 | 0 | Distributed from 923 Generation And Fuel | 2016 |  | PACW | PacifiCorp | 42.175 | -120.3598 | Oregon | 0 | 0 | 0 | 0 | 0 | 8 | 0 | 0 | 0 | 0 | 0
NG | 68.3 | 0.099 | 59082 | 45866 | EIA-923 Generator File | 1974 |  | PGE | Portland General Electric Co | 46.1724 | -123.1739 | Oregon | 68.3 | 0 | 0 | 0 | 0 | 0 | 0 | 0 | 0 | 0 | 0
NG | 68.3 | 0.083 | 49686 | 42948 | EIA-923 Generator File | 1974 |  | PGE | Portland General Electric Co | 46.1724 | -123.1739 | Oregon | 68.3 | 0 | 0 | 0 | 0 | 0 | 0 | 0 | 0 | 0 | 0
NG | 68.3 | 0.117 | 70169 | 54603 | EIA-923 Generator File | 1974 |  | PGE | Portland General Electric Co | 46.1724 | -123.1739 | Oregon | 68.3 | 0 | 0 | 0 | 0 | 0 | 0 | 0 | 0 | 0 | 0
NG | 68.3 | 0.1 | 60071 | 45193 | EIA-923 Generator File | 1974 |  | PGE | Portland General Electric Co | 46.1724 | -123.1739 | Oregon | 68.3 | 0 | 0 | 0 | 0 | 0 | 0 | 0 | 0 | 0 | 0
NG | 68.3 | 0.052 | 31144 | 21758 | EIA-923 Generator File | 1974 |  | PGE | Portland General Electric Co | 46.1724 | -123.1739 | Oregon | 68.3 | 0 | 0 | 0 | 0 | 0 | 0 | 0 | 0 | 0 | 0
NG | 68.3 | 0.113 | 67417 | 54893 | EIA-923 Generator File | 1974 |  | PGE | Portland General Electric Co | 46.1724 | -123.1739 | Oregon | 68.3 | 0 | 0 | 0 | 0 | 0 | 0 | 0 | 0 | 0 | 0
NG | 176.4 | 0.078 | 119920 | 99753 | EIA-923 Generator File | 1977 |  | PGE | Portland General Electric Co | 46.1724 | -123.1739 | Oregon | 176.4 | 0 | 0 | 0 | 0 | 0 | 0 | 0 | 0 | 0 | 0
NG | 24.5 |  | -15 | -6 | Data from EIA-923 Generator File overwritten with distributed data from EIA-923 Generation and Fuel | 2001 |  | PGE | Portland General Electric Co | 46.1724 | -123.1739 | Oregon | 0 | 24.5 | 0 | 0 | 0 | 0 | 0 | 0 | 0 | 0 | 0
SUN | 1.6 | 0.123 | 1722 | 916 | Distributed from 923 Generation And Fuel | 2011 |  | PGE | Portland General Electric Co | 45.1122 | -123.2347 | Oregon | 0 | 0 | 0 | 0 | 0 | 1.6 | 0 | 0 | 0 | 0 | 0
WAT | 0.2 | 0.203 | 356 | 115.091 | Distributed from 923 Generation And Fuel | 1913 |  | PACW | PacifiCorp | 44.0623 | -121.3133 | Oregon | 0 | 0 | 0 | 0 | 0 | 0 | 0 | 0.2 | 0 | 0 | 0
WAT | 0.3 | 0.203 | 534 | 172.636 | Distributed from 923 Generation And Fuel | 1916 |  | PACW | PacifiCorp | 44.0623 | -121.3133 | Oregon | 0 | 0 | 0 | 0 | 0 | 0 | 0 | 0.3 | 0 | 0 | 0
WAT | 0.6 | 0.203 | 1068 | 345.273 | Distributed from 923 Generation And Fuel | 1917 |  | PACW | PacifiCorp | 44.0623 | -121.3133 | Oregon | 0 | 0 | 0 | 0 | 0 | 0 | 0 | 0.6 | 0 | 0 | 0
WAT | 18 | 0.436 | 68800 | 22252 | Distributed from 923 Generation And Fuel | 1954 |  | BPAT | Bonneville Power Administration | 44.7514 | -122.2832 | Oregon | 0 | 0 | 0 | 0 | 0 | 0 | 0 | 18 | 0 | 0 | 0
WND | 1.7 | 0.262 | 3899 | 2042 | Distributed from 923 Generation And Fuel | 2009 |  | PACW | PacifiCorp | 45.655 | -119.4647 | Oregon | 0 | 0 | 0 | 0 | 1.7 | 0 | 0 | 0 | 0 | 0 | 0
WND | 125.4 | 0.269 | 295062.826 | 176508.099 | Distributed from 923 Generation And Fuel | 2007 |  | BPAT | Bonneville Power Administration | 45.6537 | -120.6034 | Oregon | 0 | 0 | 0 | 0 | 125.4 | 0 | 0 | 0 | 0 | 0 | 0
WND | 163.3 | 0.269 | 384240.506 | 229854.645 | Distributed from 923 Generation And Fuel | 2009 |  | BPAT | Bonneville Power Administration | 45.6537 | -120.6034 | Oregon | 0 | 0 | 0 | 0 | 163.3 | 0 | 0 | 0 | 0 | 0 | 0
WND | 161 | 0.269 | 378828.668 | 226617.256 | Distributed from 923 Generation And Fuel | 2010 |  | BPAT | Bonneville Power Administration | 45.6537 | -120.6034 | Oregon | 0 | 0 | 0 | 0 | 161 | 0 | 0 | 0 | 0 | 0 | 0
WDS | 15 | 0.67 | 87992 | 22632 | EIA-923 Generator File | 1985 |  | PACW | PacifiCorp | 42.4361 | -122.85 | Oregon | 0 | 0 | 0 | 0 | 0 | 0 | 0 | 0 | 0 | 15 | 0
WDS | 15 | 0.489 | 64275 | 14255 | EIA-923 Generator File | 2009 |  | PACW | PacifiCorp | 42.4361 | -122.85 | Oregon | 0 | 0 | 0 | 0 | 0 | 0 | 0 | 0 | 0 | 15 | 0
SUN | 2 | 0.23 | 4021 | 2139 | Distributed from 923 Generation And Fuel | 2012 |  | PACW | PacifiCorp | 42.175 | -120.3626 | Oregon | 0 | 0 | 0 | 0 | 0 | 2 | 0 | 0 | 0 | 0 | 0
SUB | 642.2 | 0.338 | 1903052 | 1071539 | EIA-923 Generator File | 1980 | 2021 | BPAT | Bonneville Power Administration | 45.6932 | -119.8088 | Oregon | 0 | 0 | 642.2 | 0 | 0 | 0 | 0 | 0 | 0 | 0 | 0
WAT | 53.5 | 0.454 | 212961.124 | 57556.654 | Distributed from 923 Generation And Fuel | 1938 |  | BPAT | Bonneville Power Administration | 45.6441 | -121.941 | Oregon | 0 | 0 | 0 | 0 | 0 | 0 | 0 | 53.5 | 0 | 0 | 0
WAT | 62.1 | 0.454 | 247194.127 | 66808.751 | Distributed from 923 Generation And Fuel | 1944 |  | BPAT | Bonneville Power Administration | 45.6441 | -121.941 | Oregon | 0 | 0 | 0 | 0 | 0 | 0 | 0 | 62.1 | 0 | 0 | 0
WAT | 66.5 | 0.454 | 264708.687 | 71542.383 | Distributed from 923 Generation And Fuel | 1982 |  | BPAT | Bonneville Power Administration | 45.6441 | -121.941 | Oregon | 0 | 0 | 0 | 0 | 0 | 0 | 0 | 66.5 | 0 | 0 | 0
WAT | 66.5 | 0.454 | 264708.687 | 71542.383 | Distributed from 923 Generation And Fuel | 1982 |  | BPAT | Bonneville Power Administration | 45.6441 | -121.941 | Oregon | 0 | 0 | 0 | 0 | 0 | 0 | 0 | 66.5 | 0 | 0 | 0
WAT | 66.5 | 0.454 | 264708.687 | 71542.383 | Distributed from 923 Generation And Fuel | 1982 |  | BPAT | Bonneville Power Administration | 45.6441 | -121.941 | Oregon | 0 | 0 | 0 | 0 | 0 | 0 | 0 | 66.5 | 0 | 0 | 0
WAT | 66.5 | 0.454 | 264708.687 | 71542.383 | Distributed from 923 Generation And Fuel | 1982 |  | BPAT | Bonneville Power Administration | 45.6441 | -121.941 | Oregon | 0 | 0 | 0 | 0 | 0 | 0 | 0 | 66.5 | 0 | 0 | 0
WAT | 66.5 | 0.454 | 264708.687 | 71542.383 | Distributed from 923 Generation And Fuel | 1981 |  | BPAT | Bonneville Power Administration | 45.6441 | -121.941 | Oregon | 0 | 0 | 0 | 0 | 0 | 0 | 0 | 66.5 | 0 | 0 | 0
WAT | 66.5 | 0.454 | 264708.687 | 71542.383 | Distributed from 923 Generation And Fuel | 1981 |  | BPAT | Bonneville Power Administration | 45.6441 | -121.941 | Oregon | 0 | 0 | 0 | 0 | 0 | 0 | 0 | 66.5 | 0 | 0 | 0
WAT | 66.5 | 0.454 | 264708.687 | 71542.383 | Distributed from 923 Generation And Fuel | 1981 |  | BPAT | Bonneville Power Administration | 45.6441 | -121.941 | Oregon | 0 | 0 | 0 | 0 | 0 | 0 | 0 | 66.5 | 0 | 0 | 0
WAT | 53.5 | 0.454 | 212961.124 | 57556.654 | Distributed from 923 Generation And Fuel | 1938 |  | BPAT | Bonneville Power Administration | 45.6441 | -121.941 | Oregon | 0 | 0 | 0 | 0 | 0 | 0 | 0 | 53.5 | 0 | 0 | 0
WAT | 62.1 | 0.454 | 247194.127 | 66808.751 | Distributed from 923 Generation And Fuel | 1941 |  | BPAT | Bonneville Power Administration | 45.6441 | -121.941 | Oregon | 0 | 0 | 0 | 0 | 0 | 0 | 0 | 62.1 | 0 | 0 | 0
WAT | 62.1 | 0.454 | 247194.127 | 66808.751 | Distributed from 923 Generation And Fuel | 1941 |  | BPAT | Bonneville Power Administration | 45.6441 | -121.941 | Oregon | 0 | 0 | 0 | 0 | 0 | 0 | 0 | 62.1 | 0 | 0 | 0
WAT | 62.1 | 0.454 | 247194.127 | 66808.751 | Distributed from 923 Generation And Fuel | 1941 |  | BPAT | Bonneville Power Administration | 45.6441 | -121.941 | Oregon | 0 | 0 | 0 | 0 | 0 | 0 | 0 | 62.1 | 0 | 0 | 0
WAT | 62.1 | 0.454 | 247194.127 | 66808.751 | Distributed from 923 Generation And Fuel | 1942 |  | BPAT | Bonneville Power Administration | 45.6441 | -121.941 | Oregon | 0 | 0 | 0 | 0 | 0 | 0 | 0 | 62.1 | 0 | 0 | 0
WAT | 62.1 | 0.454 | 247194.127 | 66808.751 | Distributed from 923 Generation And Fuel | 1943 |  | BPAT | Bonneville Power Administration | 45.6441 | -121.941 | Oregon | 0 | 0 | 0 | 0 | 0 | 0 | 0 | 62.1 | 0 | 0 | 0
WAT | 13.1 | 0.454 | 52145.621 | 14093.311 | Distributed from 923 Generation And Fuel | 1982 |  | BPAT | Bonneville Power Administration | 45.6441 | -121.941 | Oregon | 0 | 0 | 0 | 0 | 0 | 0 | 0 | 13.1 | 0 | 0 | 0
WAT | 13.1 | 0.454 | 52145.621 | 14093.311 | Distributed from 923 Generation And Fuel | 1981 |  | BPAT | Bonneville Power Administration | 45.6441 | -121.941 | Oregon | 0 | 0 | 0 | 0 | 0 | 0 | 0 | 13.1 | 0 | 0 | 0
WND | 5 | 0.265 | 11626 | 6088 | Distributed from 923 Generation And Fuel | 2009 |  | PACW | PacifiCorp | 45.7017 | -119.4222 | Oregon | 0 | 0 | 0 | 0 | 5 | 0 | 0 | 0 | 0 | 0 | 0
WAT | 52.2 | 0.26 | 119061.669 | 38508.803 | Distributed from 923 Generation And Fuel | 1963 |  | BPAT | City of Eugene - (OR) | 44.286 | -122.0414 | Oregon | 0 | 0 | 0 | 0 | 0 | 0 | 0 | 52.2 | 0 | 0 | 0
WAT | 52.2 | 0.26 | 119061.669 | 38508.803 | Distributed from 923 Generation And Fuel | 1963 |  | BPAT | City of Eugene - (OR) | 44.286 | -122.0414 | Oregon | 0 | 0 | 0 | 0 | 0 | 0 | 0 | 52.2 | 0 | 0 | 0
WAT | 9.9 | 0.26 | 22580.661 | 7303.394 | Distributed from 923 Generation And Fuel | 1963 |  | BPAT | City of Eugene - (OR) | 44.286 | -122.0414 | Oregon | 0 | 0 | 0 | 0 | 0 | 0 | 0 | 9.9 | 0 | 0 | 0
NG | 300 | 0.322 | 846452 | 339189 | EIA-923 Generator File | 2016 |  | BPAT | Bonneville Power Administration | 45.6986 | -119.8131 | Oregon | 300 | 0 | 0 | 0 | 0 | 0 | 0 | 0 | 0 | 0 | 0
NG | 200 | 0.295 | 516330 | 222895 | EIA-923 Generator File | 2016 |  | BPAT | Bonneville Power Administration | 45.6986 | -119.8131 | Oregon | 200 | 0 | 0 | 0 | 0 | 0 | 0 | 0 | 0 | 0 | 0
WAT | 1.1 | 0.263 | 2539 | 821 | Distributed from 923 Generation And Fuel | 2012 |  | PACW | PacifiCorp | 42.1658 | -121.685 | Oregon | 0 | 0 | 0 | 0 | 0 | 0 | 0 | 1.1 | 0 | 0 | 0
WND | 10 | 0.11 | 9671 | 0 | Distributed from 923 Generation And Fuel | 2016 |  | PACW | PacifiCorp | 45.88 | -118.4633 | Oregon | 0 | 0 | 0 | 0 | 10 | 0 | 0 | 0 | 0 | 0 | 0
WAT | 15 | 0.308 | 40459 | 13086 | Distributed from 923 Generation And Fuel | 1953 |  | PACW | PacifiCorp | 43.2512 | -122.3379 | Oregon | 0 | 0 | 0 | 0 | 0 | 0 | 0 | 15 | 0 | 0 | 0
WAT | 26 | 0.2 | 45439 | 14697 | Distributed from 923 Generation And Fuel | 1953 |  | PACW | PacifiCorp | 43.2669 | -122.4098 | Oregon | 0 | 0 | 0 | 0 | 0 | 0 | 0 | 26 | 0 | 0 | 0
LFG | 0.8 | 0.913 | 6400.143 | 2624 | Distributed from 923 Generation And Fuel | 1995 |  | BPAT | Bonneville Power Administration | 44.6969 | -123.2234 | Oregon | 0 | 0 | 0 | 0 | 0 | 0 | 0 | 0 | 0 | 0.8 | 0
LFG | 0.8 | 0.913 | 6400.143 | 2624 | Distributed from 923 Generation And Fuel | 1995 |  | BPAT | Bonneville Power Administration | 44.6969 | -123.2234 | Oregon | 0 | 0 | 0 | 0 | 0 | 0 | 0 | 0 | 0 | 0.8 | 0
LFG | 0.8 | 0.913 | 6400.143 | 2624 | Distributed from 923 Generation And Fuel | 1995 |  | BPAT | Bonneville Power Administration | 44.6969 | -123.2234 | Oregon | 0 | 0 | 0 | 0 | 0 | 0 | 0 | 0 | 0 | 0.8 | 0
LFG | 1.6 | 0.913 | 12800.286 | 5248 | Distributed from 923 Generation And Fuel | 2007 |  | BPAT | Bonneville Power Administration | 44.6969 | -123.2234 | Oregon | 0 | 0 | 0 | 0 | 0 | 0 | 0 | 0 | 0 | 1.6 | 0
LFG | 1.6 | 0.913 | 12800.286 | 5248 | Distributed from 923 Generation And Fuel | 2007 |  | BPAT | Bonneville Power Administration | 44.6969 | -123.2234 | Oregon | 0 | 0 | 0 | 0 | 0 | 0 | 0 | 0 | 0 | 1.6 | 0
WND | 41 | 0.325 | 116764 | 45641 | Distributed from 923 Generation And Fuel | 2003 |  | PACW | PacifiCorp | 45.943 | -118.591 | Oregon | 0 | 0 | 0 | 0 | 41 | 0 | 0 | 0 | 0 | 0 | 0
WND | 24.6 | 0.222 | 47865.277 | 15172.964 | Distributed from 923 Generation And Fuel | 2001 |  | BPAT | Bonneville Power Administration | 45.2766 | -120.2794 | Oregon | 0 | 0 | 0 | 0 | 24.6 | 0 | 0 | 0 | 0 | 0 | 0
WND | 25.2 | 0.222 | 49032.723 | 15543.036 | Distributed from 923 Generation And Fuel | 2002 |  | BPAT | Bonneville Power Administration | 45.2766 | -120.2794 | Oregon | 0 | 0 | 0 | 0 | 25.2 | 0 | 0 | 0 | 0 | 0 | 0
WAT | 2.6 | 0.678 | 15439 | 4994 | Distributed from 923 Generation And Fuel | 2015 |  | PACW | PacifiCorp | 45.6652 | -121.5238 | Oregon | 0 | 0 | 0 | 0 | 0 | 0 | 0 | 2.6 | 0 | 0 | 0
WAT | 13 | 0.155 | 17700 | 5725 | Distributed from 923 Generation And Fuel | 1964 |  | BPAT | Bonneville Power Administration | 44.1307 | -122.2439 | Oregon | 0 | 0 | 0 | 0 | 0 | 0 | 0 | 13 | 0 | 0 | 0
WAT | 13 | 0.155 | 17700 | 5725 | Distributed from 923 Generation And Fuel | 1964 |  | BPAT | Bonneville Power Administration | 44.1307 | -122.2439 | Oregon | 0 | 0 | 0 | 0 | 0 | 0 | 0 | 13 | 0 | 0 | 0
MSW | 13.1 | 0.731 | 83855 | 35089 | EIA-923 Generator File | 1986 |  | PGE | Portland General Electric Co | 45.0485 | -122.9628 | Oregon | 0 | 0 | 0 | 0 | 0 | 0 | 0 | 0 | 0 | 13.1 | 0
NG | 185.7 | 0.601 | 978192 | 447570 | EIA-923 Generator File | 1995 |  | BPAT | Bonneville Power Administration | 45.848 | -119.6739 | Oregon | 185.7 | 0 | 0 | 0 | 0 | 0 | 0 | 0 | 0 | 0 | 0
NG | 80.6 | 0.675 | 476472 | 224682 | EIA-923 Generator File | 1995 |  | BPAT | Bonneville Power Administration | 45.848 | -119.6739 | Oregon | 80.6 | 0 | 0 | 0 | 0 | 0 | 0 | 0 | 0 | 0 | 0
NG | 170 | 0.749 | 1115657 | 470970 | EIA-923 Generator File | 2003 |  | BPAT | Avista Corp | 45.848 | -119.674 | Oregon | 170 | 0 | 0 | 0 | 0 | 0 | 0 | 0 | 0 | 0 | 0
NG | 117 | 0.634 | 649749 | 280705 | EIA-923 Generator File | 2003 |  | BPAT | Avista Corp | 45.848 | -119.674 | Oregon | 117 | 0 | 0 | 0 | 0 | 0 | 0 | 0 | 0 | 0 | 0
WAT | 6.5 | 0.747 | 42540 | 13759 | Distributed from 923 Generation And Fuel | 1991 |  | BPAT | PUD No 1 of Klickitat County | 45.6144 | -121.1369 | Oregon | 0 | 0 | 0 | 0 | 0 | 0 | 0 | 6.5 | 0 | 0 | 0
WAT | 50 | 0.322 | 141100 | 45637 | Distributed from 923 Generation And Fuel | 1953 |  | BPAT | Bonneville Power Administration | 44.7224 | -122.2511 | Oregon | 0 | 0 | 0 | 0 | 0 | 0 | 0 | 50 | 0 | 0 | 0
WAT | 50 | 0.322 | 141100 | 45637 | Distributed from 923 Generation And Fuel | 1953 |  | BPAT | Bonneville Power Administration | 44.7224 | -122.2511 | Oregon | 0 | 0 | 0 | 0 | 0 | 0 | 0 | 50 | 0 | 0 | 0
WAT | 15 | 0.558 | 73300 | 23708 | Distributed from 923 Generation And Fuel | 1955 |  | BPAT | Bonneville Power Administration | 43.9242 | -122.8055 | Oregon | 0 | 0 | 0 | 0 | 0 | 0 | 0 | 15 | 0 | 0 | 0
WDS | 5 | 0.662 | 29010 | 11376 | EIA-923 Generator File | 1955 |  | PACW | PacifiCorp | 43.0895 | -123.4156 | Oregon | 0 | 0 | 0 | 0 | 0 | 0 | 0 | 0 | 0 | 5 | 0
WDS | 5 | 0.523 | 22886 | 8249 | EIA-923 Generator File | 1955 |  | PACW | PacifiCorp | 43.0895 | -123.4156 | Oregon | 0 | 0 | 0 | 0 | 0 | 0 | 0 | 0 | 0 | 5 | 0
WDS | 7 | 0.35 | 21449 | 8344 | EIA-923 Generator File | 1955 |  | PACW | PacifiCorp | 43.0895 | -123.4156 | Oregon | 0 | 0 | 0 | 0 | 0 | 0 | 0 | 0 | 0 | 7 | 0
WDS | 11.5 | 0.346 | 34864 | 16375 | EIA-923 Generator File | 1955 |  | PACW | PacifiCorp | 43.0895 | -123.4156 | Oregon | 0 | 0 | 0 | 0 | 0 | 0 | 0 | 0 | 0 | 11.5 | 0
WDS | 11.5 | 0.305 | 30763 | 10895 | EIA-923 Generator File | 1955 |  | PACW | PacifiCorp | 43.0895 | -123.4156 | Oregon | 0 | 0 | 0 | 0 | 0 | 0 | 0 | 0 | 0 | 11.5 | 0
WAT | 1.4 | 0.17 | 2084.32 | 674.24 | Distributed from 923 Generation And Fuel | 2014 |  | PACW | PacifiCorp | 43.7867 | -122.9581 | Oregon | 0 | 0 | 0 | 0 | 0 | 0 | 0 | 1.4 | 0 | 0 | 0
WAT | 6.1 | 0.17 | 9081.68 | 2937.76 | Distributed from 923 Generation And Fuel | 2014 |  | PACW | PacifiCorp | 43.7867 | -122.9581 | Oregon | 0 | 0 | 0 | 0 | 0 | 0 | 0 | 6.1 | 0 | 0 | 0
LFG | 1.6 | 0.769 | 10780 | 4420 | Distributed from 923 Generation And Fuel | 2007 |  | PACW | PacifiCorp | 42.3844 | -122.7718 | Oregon | 0 | 0 | 0 | 0 | 0 | 0 | 0 | 0 | 0 | 1.6 | 0
LFG | 1.6 | 0.769 | 10780 | 4420 | Distributed from 923 Generation And Fuel | 2007 |  | PACW | PacifiCorp | 42.3844 | -122.7718 | Oregon | 0 | 0 | 0 | 0 | 0 | 0 | 0 | 0 | 0 | 1.6 | 0
OBG | 0.8 | 0.765 | 5362.5 | 2198.5 | Distributed from 923 Generation And Fuel | 2015 |  | PGE | Portland General Electric Co | 45.4005 | -122.7658 | Oregon | 0 | 0 | 0 | 0 | 0 | 0 | 0 | 0 | 0 | 0.8 | 0
OBG | 0.8 | 0.765 | 5362.5 | 2198.5 | Distributed from 923 Generation And Fuel | 2015 |  | PGE | Portland General Electric Co | 45.4005 | -122.7658 | Oregon | 0 | 0 | 0 | 0 | 0 | 0 | 0 | 0 | 0 | 0.8 | 0
WAT | 2.8 | 0.755 | 18526 | 5992 | Distributed from 923 Generation And Fuel | 1957 |  | PACW | PacifiCorp | 42.5146 | -122.7571 | Oregon | 0 | 0 | 0 | 0 | 0 | 0 | 0 | 2.8 | 0 | 0 | 0
WAT | 3.2 | 0 | 0 | 0 | Distributed from 923 Generation And Fuel | 1924 |  | PACW | PacifiCorp | 42.2248 | -121.7955 | Oregon | 0 | 0 | 0 | 0 | 0 | 0 | 0 | 3.2 | 0 | 0 | 0
WND | 100.7 | 0.375 | 331119 | 128257 | Distributed from 923 Generation And Fuel | 2007 |  | IPCO | Idaho Power Co | 45.0852 | -117.8163 | Oregon | 0 | 0 | 0 | 0 | 100.7 | 0 | 0 | 0 | 0 | 0 | 0
WND | 63 | 0.314 | 173247 | 68873 | Distributed from 923 Generation And Fuel | 2010 |  | BPAT | Bonneville Power Administration | 45.943 | -118.591 | Oregon | 0 | 0 | 0 | 0 | 63 | 0 | 0 | 0 | 0 | 0 | 0
WDS | 21 | 0.263 | 48384.903 | 24505 | EIA-923 Generator File | 2007 |  | PACW | PacifiCorp | 44.7708 | -122.612 | Oregon | 0 | 0 | 0 | 0 | 0 | 0 | 0 | 0 | 0 | 21 | 0
WAT | 4.1 | 0.494 | 17739 | 5737 | Distributed from 923 Generation And Fuel | 1984 |  | PACW | PacifiCorp | 44.3968 | -122.3502 | Oregon | 0 | 0 | 0 | 0 | 0 | 0 | 0 | 4.1 | 0 | 0 | 0
WAT | 3.1 | 0.494 | 13417.749 | 4339.831 | Distributed from 923 Generation And Fuel | 1907 |  | PGE | Portland General Electric Co | 45.268 | -122.3201 | Oregon | 0 | 0 | 0 | 0 | 0 | 0 | 0 | 3.1 | 0 | 0 | 0
WAT | 3.1 | 0.494 | 13417.749 | 4339.831 | Distributed from 923 Generation And Fuel | 1907 |  | PGE | Portland General Electric Co | 45.268 | -122.3201 | Oregon | 0 | 0 | 0 | 0 | 0 | 0 | 0 | 3.1 | 0 | 0 | 0
WAT | 2.7 | 0.494 | 11686.426 | 3779.852 | Distributed from 923 Generation And Fuel | 1908 |  | PGE | Portland General Electric Co | 45.268 | -122.3201 | Oregon | 0 | 0 | 0 | 0 | 0 | 0 | 0 | 2.7 | 0 | 0 | 0
WAT | 4.5 | 0.494 | 19477.377 | 6299.754 | Distributed from 923 Generation And Fuel | 1909 |  | PGE | Portland General Electric Co | 45.268 | -122.3201 | Oregon | 0 | 0 | 0 | 0 | 0 | 0 | 0 | 4.5 | 0 | 0 | 0
WAT | 4 | 0.494 | 17313.224 | 5599.781 | Distributed from 923 Generation And Fuel | 1910 |  | PGE | Portland General Electric Co | 45.268 | -122.3201 | Oregon | 0 | 0 | 0 | 0 | 0 | 0 | 0 | 4 | 0 | 0 | 0
WAT | 19.2 | 0.494 | 83103.475 | 26878.951 | Distributed from 923 Generation And Fuel | 1958 |  | PGE | Portland General Electric Co | 45.268 | -122.3201 | Oregon | 0 | 0 | 0 | 0 | 0 | 0 | 0 | 19.2 | 0 | 0 | 0
LFG | 1.6 | 0.664 | 9303.333 | 3814.333 | Distributed from 923 Generation And Fuel | 2007 |  | BPAT | Umatilla Electric Coop Assn | 45.69 | -119.61 | Oregon | 0 | 0 | 0 | 0 | 0 | 0 | 0 | 0 | 0 | 1.6 | 0
LFG | 1.6 | 0.664 | 9303.333 | 3814.333 | Distributed from 923 Generation And Fuel | 2007 |  | BPAT | Umatilla Electric Coop Assn | 45.69 | -119.61 | Oregon | 0 | 0 | 0 | 0 | 0 | 0 | 0 | 0 | 0 | 1.6 | 0
LFG | 1.6 | 0.664 | 9303.333 | 3814.333 | Distributed from 923 Generation And Fuel | 2007 |  | BPAT | Umatilla Electric Coop Assn | 45.69 | -119.61 | Oregon | 0 | 0 | 0 | 0 | 0 | 0 | 0 | 0 | 0 | 1.6 | 0
WAT | 11 | 0.362 | 34839 | 11268 | Distributed from 923 Generation And Fuel | 1952 |  | PACW | PacifiCorp | 43.2742 | -122.449 | Oregon | 0 | 0 | 0 | 0 | 0 | 0 | 0 | 11 | 0 | 0 | 0
WAT | 10 | 0.434 | 38050 | 12307 | Distributed from 923 Generation And Fuel | 1968 |  | BPAT | Bonneville Power Administration | 44.4146 | -122.6712 | Oregon | 0 | 0 | 0 | 0 | 0 | 0 | 0 | 10 | 0 | 0 | 0
WAT | 10 | 0.434 | 38050 | 12307 | Distributed from 923 Generation And Fuel | 1968 |  | BPAT | Bonneville Power Administration | 44.4146 | -122.6712 | Oregon | 0 | 0 | 0 | 0 | 0 | 0 | 0 | 10 | 0 | 0 | 0
WND | 10 | 0.32 | 28062 | 14696 | Distributed from 923 Generation And Fuel | 2009 |  | PACW | PacifiCorp | 45.7286 | -119.4181 | Oregon | 0 | 0 | 0 | 0 | 10 | 0 | 0 | 0 | 0 | 0 | 0
WND | 10 | 0.288 | 25264 | 13230 | Distributed from 923 Generation And Fuel | 2009 |  | PACW | PacifiCorp | 45.6447 | -119.4533 | Oregon | 0 | 0 | 0 | 0 | 10 | 0 | 0 | 0 | 0 | 0 | 0
WND | 122.8 | 0.265 | 284876 | 115124 | Distributed from 923 Generation And Fuel | 2001 |  | BPAT | Bonneville Power Administration | 46.0128 | -118.8162 | Oregon | 0 | 0 | 0 | 0 | 122.8 | 0 | 0 | 0 | 0 | 0 | 0
WAT | 0.8 | 0.517 | 3620 | 1171 | Distributed from 923 Generation And Fuel | 1987 |  | PACW | PacifiCorp | 42.8489 | -123.1778 | Oregon | 0 | 0 | 0 | 0 | 0 | 0 | 0 | 0.8 | 0 | 0 | 0
WAT | 0.8 | 0.517 | 3620 | 1171 | Distributed from 923 Generation And Fuel | 1987 |  | PACW | PacifiCorp | 42.8489 | -123.1778 | Oregon | 0 | 0 | 0 | 0 | 0 | 0 | 0 | 0.8 | 0 | 0 | 0
BLQ | 18.8 | 0.288 | 47429.217 | 24407 | EIA-923 Generator File | 2007 |  | BPAT | Central Lincoln People's Ut Dt | 44.6119 | -123.9319 | Oregon | 0 | 0 | 0 | 0 | 0 | 0 | 0 | 0 | 0 | 18.8 | 0
BLQ | 36 | 0.464 | 146226 | 48680 | EIA-923 Generator File | 1996 |  | BPAT | Bonneville Power Administration | 46.154 | -123.4066 | Oregon | 0 | 0 | 0 | 0 | 0 | 0 | 0 | 0 | 0 | 36 | 0
WAT | 40 | 0.308 | 107950 | 34915 | Distributed from 923 Generation And Fuel | 1967 |  | BPAT | Bonneville Power Administration | 44.4494 | -122.5494 | Oregon | 0 | 0 | 0 | 0 | 0 | 0 | 0 | 40 | 0 | 0 | 0
WAT | 40 | 0.308 | 107950 | 34915 | Distributed from 923 Generation And Fuel | 1967 |  | BPAT | Bonneville Power Administration | 44.4494 | -122.5494 | Oregon | 0 | 0 | 0 | 0 | 0 | 0 | 0 | 40 | 0 | 0 | 0
WAT | 17.2 | 0.347 | 52255 | 16901 | Distributed from 923 Generation And Fuel | 1960 |  | BPAT | Bonneville Power Administration | 42.1212 | -122.5479 | Oregon | 0 | 0 | 0 | 0 | 0 | 0 | 0 | 17.2 | 0 | 0 | 0
SUN | 6 | 0.018 | 947 | 306 | Distributed from 923 Generation And Fuel | 2016 |  | IPCO | Idaho Power Co | 43.9367 | -117.3812 | Oregon | 0 | 0 | 0 | 0 | 0 | 6 | 0 | 0 | 0 | 0 | 0
WND | 100.8 | 0.233 | 206106 | 108132 | Distributed from 923 Generation And Fuel | 2009 |  | BPAT | Bonneville Power Administration | 45.52 | -120.5744 | Oregon | 0 | 0 | 0 | 0 | 100.8 | 0 | 0 | 0 | 0 | 0 | 0
WAT | 130.5 | 0.523 | 597572.667 | 227940 | Distributed from 923 Generation And Fuel | 1967 |  | IPCO | Idaho Power Co | 45.2439 | -116.7008 | Oregon | 0 | 0 | 0 | 0 | 0 | 0 | 0 | 130.5 | 0 | 0 | 0
WAT | 130.5 | 0.523 | 597572.667 | 227940 | Distributed from 923 Generation And Fuel | 1967 |  | IPCO | Idaho Power Co | 45.2439 | -116.7008 | Oregon | 0 | 0 | 0 | 0 | 0 | 0 | 0 | 130.5 | 0 | 0 | 0
WAT | 130.5 | 0.523 | 597572.667 | 227940 | Distributed from 923 Generation And Fuel | 1967 |  | IPCO | Idaho Power Co | 45.2439 | -116.7008 | Oregon | 0 | 0 | 0 | 0 | 0 | 0 | 0 | 130.5 | 0 | 0 | 0
NG | 106.1 | 0.352 | 327009 | 134159 | EIA-923 Generator File | 1996 |  | PACW | Bonneville Power Administration | 45.8042 | -119.37 | Oregon | 106.1 | 0 | 0 | 0 | 0 | 0 | 0 | 0 | 0 | 0 | 0
NG | 204.5 | 0.334 | 598436 | 236975 | EIA-923 Generator File | 1996 |  | PACW | Bonneville Power Administration | 45.8042 | -119.37 | Oregon | 204.5 | 0 | 0 | 0 | 0 | 0 | 0 | 0 | 0 | 0 | 0
NG | 106.1 | 0.396 | 368025 | 109700 | EIA-923 Generator File | 1996 |  | PACW | Bonneville Power Administration | 45.8042 | -119.37 | Oregon | 106.1 | 0 | 0 | 0 | 0 | 0 | 0 | 0 | 0 | 0 | 0
NG | 204.5 | 0.37 | 662791 | 205546 | EIA-923 Generator File | 1996 |  | PACW | Bonneville Power Administration | 45.8042 | -119.37 | Oregon | 204.5 | 0 | 0 | 0 | 0 | 0 | 0 | 0 | 0 | 0 | 0
NG | 212.5 | 0.534 | 994245 | 456318 | EIA-923 Generator File | 2002 |  | CSTO | Bonneville Power Administration | 45.794 | -119.3133 | Oregon | 212.5 | 0 | 0 | 0 | 0 | 0 | 0 | 0 | 0 | 0 | 0
NG | 212.5 | 0.53 | 987380 | 456026 | EIA-923 Generator File | 2002 |  | CSTO | Bonneville Power Administration | 45.794 | -119.3133 | Oregon | 212.5 | 0 | 0 | 0 | 0 | 0 | 0 | 0 | 0 | 0 | 0
NG | 264.4 | 0.517 | 1198109 | 578744 | EIA-923 Generator File | 2002 |  | CSTO | Bonneville Power Administration | 45.794 | -119.3133 | Oregon | 264.4 | 0 | 0 | 0 | 0 | 0 | 0 | 0 | 0 | 0 | 0
WAT | 15 | 0.367 | 48250 | 15606 | Distributed from 923 Generation And Fuel | 1962 |  | BPAT | Bonneville Power Administration | 43.7107 | -122.4238 | Oregon | 0 | 0 | 0 | 0 | 0 | 0 | 0 | 15 | 0 | 0 | 0
WAT | 15 | 0.367 | 48250 | 15606 | Distributed from 923 Generation And Fuel | 1962 |  | BPAT | Bonneville Power Administration | 43.7107 | -122.4238 | Oregon | 0 | 0 | 0 | 0 | 0 | 0 | 0 | 15 | 0 | 0 | 0
WND | 290 | 0.241 | 612344 | 335426 | Distributed from 923 Generation And Fuel | 2012 |  | BPAT | Bonneville Power Administration | 45.5855 | -120.0082 | Oregon | 0 | 0 | 0 | 0 | 290 | 0 | 0 | 0 | 0 | 0 | 0
SUN | 9 | 0.008 | 645 | 0 | Distributed from 923 Generation And Fuel | 2016 |  | IPCO | Idaho Power Co | 44.1513 | -117.0001 | Oregon | 0 | 0 | 0 | 0 | 0 | 9 | 0 | 0 | 0 | 0 | 0
BLQ | 40 | 0.222 | 77787 | 32993 | EIA-923 Generator File | 1976 |  | BPAT | City of Eugene - (OR) | 44.0569 | -122.9555 | Oregon | 0 | 0 | 0 | 0 | 0 | 0 | 0 | 0 | 0 | 40 | 0
OBG | 1.6 | 0.489 | 6858 | 2812 | Distributed from 923 Generation And Fuel | 2011 |  | BPAT | Blachly-Lane County Coop El Assn | 44.1835 | -123.2005 | Oregon | 0 | 0 | 0 | 0 | 0 | 0 | 0 | 0 | 0 | 1.6 | 0
WAT | 50.3 | 0.248 | 109455.246 | 35402.129 | Distributed from 923 Generation And Fuel | 1958 |  | PACW | PacifiCorp | 42.0936 | -122.0703 | Oregon | 0 | 0 | 0 | 0 | 0 | 0 | 0 | 50.3 | 0 | 0 | 0
WAT | 48.4 | 0.248 | 105320.754 | 34064.871 | Distributed from 923 Generation And Fuel | 1958 |  | PACW | PacifiCorp | 42.0936 | -122.0703 | Oregon | 0 | 0 | 0 | 0 | 0 | 0 | 0 | 48.4 | 0 | 0 | 0
WAT | 135 | 0.485 | 573238.25 | 195608.688 | Distributed from 923 Generation And Fuel | 1968 |  | BPAT | Bonneville Power Administration | 45.7164 | -120.6941 | Oregon | 0 | 0 | 0 | 0 | 0 | 0 | 0 | 135 | 0 | 0 | 0
WAT | 135 | 0.485 | 573238.25 | 195608.688 | Distributed from 923 Generation And Fuel | 1969 |  | BPAT | Bonneville Power Administration | 45.7164 | -120.6941 | Oregon | 0 | 0 | 0 | 0 | 0 | 0 | 0 | 135 | 0 | 0 | 0
WAT | 135 | 0.485 | 573238.25 | 195608.688 | Distributed from 923 Generation And Fuel | 1970 |  | BPAT | Bonneville Power Administration | 45.7164 | -120.6941 | Oregon | 0 | 0 | 0 | 0 | 0 | 0 | 0 | 135 | 0 | 0 | 0
WAT | 135 | 0.485 | 573238.25 | 195608.688 | Distributed from 923 Generation And Fuel | 1970 |  | BPAT | Bonneville Power Administration | 45.7164 | -120.6941 | Oregon | 0 | 0 | 0 | 0 | 0 | 0 | 0 | 135 | 0 | 0 | 0
WAT | 135 | 0.485 | 573238.25 | 195608.688 | Distributed from 923 Generation And Fuel | 1970 |  | BPAT | Bonneville Power Administration | 45.7164 | -120.6941 | Oregon | 0 | 0 | 0 | 0 | 0 | 0 | 0 | 135 | 0 | 0 | 0
WAT | 135 | 0.485 | 573238.25 | 195608.688 | Distributed from 923 Generation And Fuel | 1971 |  | BPAT | Bonneville Power Administration | 45.7164 | -120.6941 | Oregon | 0 | 0 | 0 | 0 | 0 | 0 | 0 | 135 | 0 | 0 | 0
WAT | 135 | 0.485 | 573238.25 | 195608.688 | Distributed from 923 Generation And Fuel | 1971 |  | BPAT | Bonneville Power Administration | 45.7164 | -120.6941 | Oregon | 0 | 0 | 0 | 0 | 0 | 0 | 0 | 135 | 0 | 0 | 0
WAT | 135 | 0.485 | 573238.25 | 195608.688 | Distributed from 923 Generation And Fuel | 1971 |  | BPAT | Bonneville Power Administration | 45.7164 | -120.6941 | Oregon | 0 | 0 | 0 | 0 | 0 | 0 | 0 | 135 | 0 | 0 | 0
WAT | 135 | 0.485 | 573238.25 | 195608.688 | Distributed from 923 Generation And Fuel | 1968 |  | BPAT | Bonneville Power Administration | 45.7164 | -120.6941 | Oregon | 0 | 0 | 0 | 0 | 0 | 0 | 0 | 135 | 0 | 0 | 0
WAT | 135 | 0.485 | 573238.25 | 195608.688 | Distributed from 923 Generation And Fuel | 1968 |  | BPAT | Bonneville Power Administration | 45.7164 | -120.6941 | Oregon | 0 | 0 | 0 | 0 | 0 | 0 | 0 | 135 | 0 | 0 | 0
WAT | 135 | 0.485 | 573238.25 | 195608.688 | Distributed from 923 Generation And Fuel | 1969 |  | BPAT | Bonneville Power Administration | 45.7164 | -120.6941 | Oregon | 0 | 0 | 0 | 0 | 0 | 0 | 0 | 135 | 0 | 0 | 0
WAT | 135 | 0.485 | 573238.25 | 195608.688 | Distributed from 923 Generation And Fuel | 1969 |  | BPAT | Bonneville Power Administration | 45.7164 | -120.6941 | Oregon | 0 | 0 | 0 | 0 | 0 | 0 | 0 | 135 | 0 | 0 | 0
WAT | 135 | 0.485 | 573238.25 | 195608.688 | Distributed from 923 Generation And Fuel | 1969 |  | BPAT | Bonneville Power Administration | 45.7164 | -120.6941 | Oregon | 0 | 0 | 0 | 0 | 0 | 0 | 0 | 135 | 0 | 0 | 0
WAT | 135 | 0.485 | 573238.25 | 195608.688 | Distributed from 923 Generation And Fuel | 1969 |  | BPAT | Bonneville Power Administration | 45.7164 | -120.6941 | Oregon | 0 | 0 | 0 | 0 | 0 | 0 | 0 | 135 | 0 | 0 | 0
WAT | 5 | 0.3 | 13125 | 4245 | Distributed from 923 Generation And Fuel | 2010 |  | PACW | PacifiCorp | 44.1427 | -121.2697 | Oregon | 0 | 0 | 0 | 0 | 0 | 0 | 0 | 5 | 0 | 0 | 0
NG | 161.5 | 0.606 | 857254.96 | 350789 | EIA-923 Generator File | 2001 |  | PACW | Bonneville Power Administration | 42.1739 | -121.8106 | Oregon | 161.5 | 0 | 0 | 0 | 0 | 0 | 0 | 0 | 0 | 0 | 0
NG | 161.5 | 0.506 | 715659.21 | 317470 | EIA-923 Generator File | 2001 |  | PACW | Bonneville Power Administration | 42.1739 | -121.8106 | Oregon | 161.5 | 0 | 0 | 0 | 0 | 0 | 0 | 0 | 0 | 0 | 0
NG | 178.5 | 0.547 | 854704.83 | 375461 | EIA-923 Generator File | 2001 |  | PACW | Bonneville Power Administration | 42.1739 | -121.8106 | Oregon | 178.5 | 0 | 0 | 0 | 0 | 0 | 0 | 0 | 0 | 0 | 0
NG | 29.4 | 0.047 | 12150.75 | 5537 | Distributed from 923 Generation And Fuel | 2002 |  | PACW | PacifiCorp | 42.1727 | -121.8144 | Oregon | 0 | 29.4 | 0 | 0 | 0 | 0 | 0 | 0 | 0 | 0 | 0
NG | 29.4 | 0.047 | 12150.75 | 5537 | Distributed from 923 Generation And Fuel | 2002 |  | PACW | PacifiCorp | 42.1727 | -121.8144 | Oregon | 0 | 29.4 | 0 | 0 | 0 | 0 | 0 | 0 | 0 | 0 | 0
NG | 29.4 | 0.047 | 12150.75 | 5537 | Distributed from 923 Generation And Fuel | 2002 |  | PACW | PacifiCorp | 42.1727 | -121.8144 | Oregon | 0 | 29.4 | 0 | 0 | 0 | 0 | 0 | 0 | 0 | 0 | 0
NG | 29.4 | 0.047 | 12150.75 | 5537 | Distributed from 923 Generation And Fuel | 2002 |  | PACW | PacifiCorp | 42.1727 | -121.8144 | Oregon | 0 | 29.4 | 0 | 0 | 0 | 0 | 0 | 0 | 0 | 0 | 0
WND | 24.5 | 0.234 | 50129 | 26252 | Distributed from 923 Generation And Fuel | 2002 |  | BPAT | Bonneville Power Administration | 45.5563 | -120.5507 | Oregon | 0 | 0 | 0 | 0 | 24.5 | 0 | 0 | 0 | 0 | 0 | 0
WND | 75 | 0.319 | 209298 | 122627 | Distributed from 923 Generation And Fuel | 2005 |  | BPAT | Bonneville Power Administration | 45.571 | -120.593 | Oregon | 0 | 0 | 0 | 0 | 75 | 0 | 0 | 0 | 0 | 0 | 0
WND | 221 | 0.291 | 563974.171 | 324202.171 | Distributed from 923 Generation And Fuel | 2007 |  | BPAT | Bonneville Power Administration | 45.5836 | -120.5042 | Oregon | 0 | 0 | 0 | 0 | 221 | 0 | 0 | 0 | 0 | 0 | 0
WND | 76.5 | 0.291 | 195221.829 | 112223.829 | Distributed from 923 Generation And Fuel | 2008 |  | BPAT | Bonneville Power Administration | 45.5836 | -120.5042 | Oregon | 0 | 0 | 0 | 0 | 76.5 | 0 | 0 | 0 | 0 | 0 | 0
WAT | 1 | 0.576 | 5048 | 1633 | Distributed from 923 Generation And Fuel | 1986 |  | PACW | PacifiCorp | 44.5975 | -122.6854 | Oregon | 0 | 0 | 0 | 0 | 0 | 0 | 0 | 1 | 0 | 0 | 0
WAT | 8.4 | 0.594 | 43687.396 | 14129.962 | Distributed from 923 Generation And Fuel | 1930 |  | BPAT | City of Eugene - (OR) | 44.1011 | -122.6892 | Oregon | 0 | 0 | 0 | 0 | 0 | 0 | 0 | 8.4 | 0 | 0 | 0
WAT | 7.5 | 0.594 | 39006.604 | 12616.038 | Distributed from 923 Generation And Fuel | 1950 |  | BPAT | City of Eugene - (OR) | 44.1011 | -122.6892 | Oregon | 0 | 0 | 0 | 0 | 0 | 0 | 0 | 7.5 | 0 | 0 | 0
WND | 100.5 | 0.23 | 202614 | 107770 | Distributed from 923 Generation And Fuel | 2006 |  | PACW | PacifiCorp | 45.6525 | -120.2098 | Oregon | 0 | 0 | 0 | 0 | 100.5 | 0 | 0 | 0 | 0 | 0 | 0
WND | 201 | 0.22 | 387149 | 211544 | Distributed from 923 Generation And Fuel | 2011 |  | BPAT | Bonneville Power Administration | 45.651 | -120.2598 | Oregon | 0 | 0 | 0 | 0 | 201 | 0 | 0 | 0 | 0 | 0 | 0
WAT | 32 | 0.478 | 134067 | 43362 | Distributed from 923 Generation And Fuel | 1955 |  | PACW | PacifiCorp | 43.3558 | -122.2494 | Oregon | 0 | 0 | 0 | 0 | 0 | 0 | 0 | 32 | 0 | 0 | 0
WAT | 38.5 | 0.435 | 146665 | 47437 | Distributed from 923 Generation And Fuel | 1956 |  | PACW | PacifiCorp | 43.2806 | -122.4025 | Oregon | 0 | 0 | 0 | 0 | 0 | 0 | 0 | 38.5 | 0 | 0 | 0
WND | 3 | 0.223 | 5867 | 3072 | Distributed from 923 Generation And Fuel | 2011 |  | IPCO | Idaho Power Co | 44.3969 | -117.2719 | Oregon | 0 | 0 | 0 | 0 | 3 | 0 | 0 | 0 | 0 | 0 | 0
WAT | 40 | 0.32 | 111966.667 | 36214.333 | Distributed from 923 Generation And Fuel | 1955 |  | BPAT | Bonneville Power Administration | 43.9153 | -122.7531 | Oregon | 0 | 0 | 0 | 0 | 0 | 0 | 0 | 40 | 0 | 0 | 0
WAT | 40 | 0.32 | 111966.667 | 36214.333 | Distributed from 923 Generation And Fuel | 1955 |  | BPAT | Bonneville Power Administration | 43.9153 | -122.7531 | Oregon | 0 | 0 | 0 | 0 | 0 | 0 | 0 | 40 | 0 | 0 | 0
WAT | 40 | 0.32 | 111966.667 | 36214.333 | Distributed from 923 Generation And Fuel | 1955 |  | BPAT | Bonneville Power Administration | 43.9153 | -122.7531 | Oregon | 0 | 0 | 0 | 0 | 0 | 0 | 0 | 40 | 0 | 0 | 0
WAT | 70 | 0.649 | 397712.58 | 129656.82 | Distributed from 923 Generation And Fuel | 1953 |  | BPAT | Bonneville Power Administration | 45.9402 | -119.2988 | Oregon | 0 | 0 | 0 | 0 | 0 | 0 | 0 | 70 | 0 | 0 | 0
WAT | 70 | 0.649 | 397712.58 | 129656.82 | Distributed from 923 Generation And Fuel | 1955 |  | BPAT | Bonneville Power Administration | 45.9402 | -119.2988 | Oregon | 0 | 0 | 0 | 0 | 0 | 0 | 0 | 70 | 0 | 0 | 0
WAT | 70 | 0.649 | 397712.58 | 129656.82 | Distributed from 923 Generation And Fuel | 1956 |  | BPAT | Bonneville Power Administration | 45.9402 | -119.2988 | Oregon | 0 | 0 | 0 | 0 | 0 | 0 | 0 | 70 | 0 | 0 | 0
WAT | 70 | 0.649 | 397712.58 | 129656.82 | Distributed from 923 Generation And Fuel | 1956 |  | BPAT | Bonneville Power Administration | 45.9402 | -119.2988 | Oregon | 0 | 0 | 0 | 0 | 0 | 0 | 0 | 70 | 0 | 0 | 0
WAT | 80.5 | 0.649 | 457369.466 | 149105.343 | Distributed from 923 Generation And Fuel | 1957 |  | BPAT | Bonneville Power Administration | 45.9402 | -119.2988 | Oregon | 0 | 0 | 0 | 0 | 0 | 0 | 0 | 80.5 | 0 | 0 | 0
WAT | 70 | 0.649 | 397712.58 | 129656.82 | Distributed from 923 Generation And Fuel | 1954 |  | BPAT | Bonneville Power Administration | 45.9402 | -119.2988 | Oregon | 0 | 0 | 0 | 0 | 0 | 0 | 0 | 70 | 0 | 0 | 0
WAT | 70 | 0.649 | 397712.58 | 129656.82 | Distributed from 923 Generation And Fuel | 1954 |  | BPAT | Bonneville Power Administration | 45.9402 | -119.2988 | Oregon | 0 | 0 | 0 | 0 | 0 | 0 | 0 | 70 | 0 | 0 | 0
WAT | 70 | 0.649 | 397712.58 | 129656.82 | Distributed from 923 Generation And Fuel | 1954 |  | BPAT | Bonneville Power Administration | 45.9402 | -119.2988 | Oregon | 0 | 0 | 0 | 0 | 0 | 0 | 0 | 70 | 0 | 0 | 0
WAT | 70 | 0.649 | 397712.58 | 129656.82 | Distributed from 923 Generation And Fuel | 1954 |  | BPAT | Bonneville Power Administration | 45.9402 | -119.2988 | Oregon | 0 | 0 | 0 | 0 | 0 | 0 | 0 | 70 | 0 | 0 | 0
WAT | 70 | 0.649 | 397712.58 | 129656.82 | Distributed from 923 Generation And Fuel | 1955 |  | BPAT | Bonneville Power Administration | 45.9402 | -119.2988 | Oregon | 0 | 0 | 0 | 0 | 0 | 0 | 0 | 70 | 0 | 0 | 0
WAT | 70 | 0.649 | 397712.58 | 129656.82 | Distributed from 923 Generation And Fuel | 1955 |  | BPAT | Bonneville Power Administration | 45.9402 | -119.2988 | Oregon | 0 | 0 | 0 | 0 | 0 | 0 | 0 | 70 | 0 | 0 | 0
WAT | 70 | 0.649 | 397712.58 | 129656.82 | Distributed from 923 Generation And Fuel | 1955 |  | BPAT | Bonneville Power Administration | 45.9402 | -119.2988 | Oregon | 0 | 0 | 0 | 0 | 0 | 0 | 0 | 70 | 0 | 0 | 0
WAT | 70 | 0.649 | 397712.58 | 129656.82 | Distributed from 923 Generation And Fuel | 1956 |  | BPAT | Bonneville Power Administration | 45.9402 | -119.2988 | Oregon | 0 | 0 | 0 | 0 | 0 | 0 | 0 | 70 | 0 | 0 | 0
WAT | 1.8 | 0.248 | 3907 | 1264 | Distributed from 923 Generation And Fuel | 1989 |  | IPCO | Idaho Power Co | 43.7719 | -117.155 | Oregon | 0 | 0 | 0 | 0 | 0 | 0 | 0 | 1.8 | 0 | 0 | 0
WAT | 2 | 0.882 | 15448.485 | 4996.364 | Distributed from 923 Generation And Fuel | 1986 |  | BPAT | Hood River Electric Coop | 45.4807 | -121.5998 | Oregon | 0 | 0 | 0 | 0 | 0 | 0 | 0 | 2 | 0 | 0 | 0
WAT | 0.5 | 0.882 | 3862.121 | 1249.091 | Distributed from 923 Generation And Fuel | 1986 |  | BPAT | Hood River Electric Coop | 45.4807 | -121.5998 | Oregon | 0 | 0 | 0 | 0 | 0 | 0 | 0 | 0.5 | 0 | 0 | 0
WAT | 0.8 | 0.882 | 6179.394 | 1998.545 | Distributed from 923 Generation And Fuel | 1986 |  | BPAT | Hood River Electric Coop | 45.4807 | -121.5998 | Oregon | 0 | 0 | 0 | 0 | 0 | 0 | 0 | 0.8 | 0 | 0 | 0
GEO | 11 | 0.621 | 59857 | 18116 | Distributed from 923 Generation And Fuel | 2012 |  | IPCO | Idaho Power Co | 44.0231 | -117.4681 | Oregon | 0 | 0 | 0 | 0 | 0 | 0 | 0 | 0 | 0 | 11 | 0
GEO | 11 | 0.621 | 59857 | 18116 | Distributed from 923 Generation And Fuel | 2012 |  | IPCO | Idaho Power Co | 44.0231 | -117.4681 | Oregon | 0 | 0 | 0 | 0 | 0 | 0 | 0 | 0 | 0 | 11 | 0
GEO | 11 | 0.621 | 59857 | 18116 | Distributed from 923 Generation And Fuel | 2012 |  | IPCO | Idaho Power Co | 44.0231 | -117.4681 | Oregon | 0 | 0 | 0 | 0 | 0 | 0 | 0 | 0 | 0 | 11 | 0
WAT | 19.2 | 0.52 | 87494.118 | 28298.824 | Distributed from 923 Generation And Fuel | 1958 |  | PGE | Portland General Electric Co | 45.2433 | -122.2799 | Oregon | 0 | 0 | 0 | 0 | 0 | 0 | 0 | 19.2 | 0 | 0 | 0
WAT | 21.6 | 0.52 | 98430.882 | 31836.176 | Distributed from 923 Generation And Fuel | 1958 |  | PGE | Portland General Electric Co | 45.2433 | -122.2799 | Oregon | 0 | 0 | 0 | 0 | 0 | 0 | 0 | 21.6 | 0 | 0 | 0
WND | 265 | 0.237 | 550227 | 303590 | Distributed from 923 Generation And Fuel | 2012 |  | BPAT | Bonneville Power Administration | 45.7316 | -120.0835 | Oregon | 0 | 0 | 0 | 0 | 265 | 0 | 0 | 0 | 0 | 0 | 0
SUN | 9.9 | 0 | 0 | 0 | Distributed from 923 Generation And Fuel | 2016 |  |  | PacifiCorp | 44.068 | -121.2284 | Oregon | 0 | 0 | 0 | 0 | 0 | 9.9 | 0 | 0 | 0 | 0 | 0
WAT | 25.5 | 0.419 | 93694.5 | 30304.5 | Distributed from 923 Generation And Fuel | 1924 |  | PGE | Portland General Electric Co | 45.122 | -122.0699 | Oregon | 0 | 0 | 0 | 0 | 0 | 0 | 0 | 25.5 | 0 | 0 | 0
WAT | 25.5 | 0.419 | 93694.5 | 30304.5 | Distributed from 923 Generation And Fuel | 1931 |  | PGE | Portland General Electric Co | 45.122 | -122.0699 | Oregon | 0 | 0 | 0 | 0 | 0 | 0 | 0 | 25.5 | 0 | 0 | 0
SUN | 5 | 0.188 | 8219 | 4372 | Distributed from 923 Generation And Fuel | 2015 |  | PACW | PacifiCorp | 42.2033 | -121.0464 | Oregon | 0 | 0 | 0 | 0 | 0 | 5 | 0 | 0 | 0 | 0 | 0
WAT | 4.3 | 0.803 | 30244 | 9782 | Distributed from 923 Generation And Fuel | 1985 |  | PACW | PacifiCorp | 44.49 | -121.2988 | Oregon | 0 | 0 | 0 | 0 | 0 | 0 | 0 | 4.3 | 0 | 0 | 0
SUN | 10 | 0.025 | 2233 | 721 | Distributed from 923 Generation And Fuel | 2016 |  | IPCO | Idaho Power Co | 43.7968 | -117.0653 | Oregon | 0 | 0 | 0 | 0 | 0 | 10 | 0 | 0 | 0 | 0 | 0
SUN | 1.4 | 0.046 | 570 | 348 | Distributed from 923 Generation And Fuel | 2016 |  | PACW | Pacific Power & Light Co | 45.5285 | -122.6632 | Oregon | 0 | 0 | 0 | 0 | 0 | 1.4 | 0 | 0 | 0 | 0 | 0
NG | 5.5 | 0.72 | 34676 | 15801.246 | EIA-923 Generator File | 2010 |  | BPAT | PacifiCorp | 44.5643 | -123.2891 | Oregon | 5.5 | 0 | 0 | 0 | 0 | 0 | 0 | 0 | 0 | 0 | 0
NG | 1 | 0.183 | 1607 | 732.28 | EIA-923 Generator File | 2010 |  | BPAT | PacifiCorp | 44.5643 | -123.2891 | Oregon | 1 | 0 | 0 | 0 | 0 | 0 | 0 | 0 | 0 | 0 | 0
WND | 9.9 | 0.249 | 21616 | 11320 | Distributed from 923 Generation And Fuel | 2009 |  | PACW | PacifiCorp | 45.7122 | -119.4044 | Oregon | 0 | 0 | 0 | 0 | 9.9 | 0 | 0 | 0 | 0 | 0 | 0
SUN | 2 | 0.171 | 2994 | 1593 | Distributed from 923 Generation And Fuel | 2014 |  | PACW | PacifiCorp | 42.2542 | -121.785 | Oregon | 0 | 0 | 0 | 0 | 0 | 2 | 0 | 0 | 0 | 0 | 0
SUN | 1.2 | 0.145 | 1519 | 808 | Distributed from 923 Generation And Fuel | 2014 |  | PACW | PacifiCorp | 44.5735 | -123.317 | Oregon | 0 | 0 | 0 | 0 | 0 | 1.2 | 0 | 0 | 0 | 0 | 0
SUN | 9.9 | 0 | 0 | 0 | Distributed from 923 Generation And Fuel | 2016 |  | PACW | PacifiCorp | 44.061 | -121.228 | Oregon | 0 | 0 | 0 | 0 | 0 | 9.9 | 0 | 0 | 0 | 0 | 0
SUN | 4.4 | 0.245 | 9439 | 5022 | Distributed from 923 Generation And Fuel | 2012 |  | BPAT | Midstate Electric Coop, Inc | 43.2369 | -120.49 | Oregon | 0 | 0 | 0 | 0 | 0 | 4.4 | 0 | 0 | 0 | 0 | 0
WAT | 4.3 | 0.355 | 13366 | 4323 | Distributed from 923 Generation And Fuel | 1985 |  | IPCO | Idaho Power Co | 43.6416 | -117.2437 | Oregon | 0 | 0 | 0 | 0 | 0 | 0 | 0 | 4.3 | 0 | 0 | 0
WAT | 47.5 | 0.541 | 225229.5 | 72847.75 | Distributed from 923 Generation And Fuel | 1961 |  | IPCO | Idaho Power Co | 44.9716 | -116.835 | Oregon | 0 | 0 | 0 | 0 | 0 | 0 | 0 | 47.5 | 0 | 0 | 0
WAT | 47.5 | 0.541 | 225229.5 | 72847.75 | Distributed from 923 Generation And Fuel | 1961 |  | IPCO | Idaho Power Co | 44.9716 | -116.835 | Oregon | 0 | 0 | 0 | 0 | 0 | 0 | 0 | 47.5 | 0 | 0 | 0
WAT | 47.5 | 0.541 | 225229.5 | 72847.75 | Distributed from 923 Generation And Fuel | 1961 |  | IPCO | Idaho Power Co | 44.9716 | -116.835 | Oregon | 0 | 0 | 0 | 0 | 0 | 0 | 0 | 47.5 | 0 | 0 | 0
WAT | 47.5 | 0.541 | 225229.5 | 72847.75 | Distributed from 923 Generation And Fuel | 1961 |  | IPCO | Idaho Power Co | 44.9716 | -116.835 | Oregon | 0 | 0 | 0 | 0 | 0 | 0 | 0 | 47.5 | 0 | 0 | 0
WND | 8.3 | 0.244 | 17759 | 9300 | Distributed from 923 Generation And Fuel | 2009 |  | PACW | PacifiCorp | 45.6542 | -119.4869 | Oregon | 0 | 0 | 0 | 0 | 8.3 | 0 | 0 | 0 | 0 | 0 | 0
GEO | 3.7 | 0.127 | 4129 | 1421 | Distributed from 923 Generation And Fuel | 2015 |  | PACW | Surprise Valley Electrification | 42.6958 | -120.5578 | Oregon | 0 | 0 | 0 | 0 | 0 | 0 | 0 | 0 | 0 | 3.7 | 0
WND | 9 | 0.366 | 28853 | 15110 | Distributed from 923 Generation And Fuel | 2010 |  | BPAT | Bonneville Power Administration | 45.6131 | -120.6169 | Oregon | 0 | 0 | 0 | 0 | 9 | 0 | 0 | 0 | 0 | 0 | 0
WND | 98.7 | 0.231 | 199872 | 107290 | Distributed from 923 Generation And Fuel | 2009 |  | BPAT | Bonneville Power Administration | 45.7119 | -120.125 | Oregon | 0 | 0 | 0 | 0 | 98.7 | 0 | 0 | 0 | 0 | 0 | 0
WAT | 45 | 0.418 | 164586.475 | 53233.607 | Distributed from 923 Generation And Fuel | 1957 |  | PGE | Portland General Electric Co | 44.6944 | -121.2314 | Oregon | 0 | 0 | 0 | 0 | 0 | 0 | 0 | 45 | 0 | 0 | 0
WAT | 32.4 | 0.418 | 118502.262 | 38328.197 | Distributed from 923 Generation And Fuel | 1958 |  | PGE | Portland General Electric Co | 44.6944 | -121.2314 | Oregon | 0 | 0 | 0 | 0 | 0 | 0 | 0 | 32.4 | 0 | 0 | 0
WAT | 32.4 | 0.418 | 118502.262 | 38328.197 | Distributed from 923 Generation And Fuel | 1958 |  | PGE | Portland General Electric Co | 44.6944 | -121.2314 | Oregon | 0 | 0 | 0 | 0 | 0 | 0 | 0 | 32.4 | 0 | 0 | 0
WAT | 1.8 | 0.387 | 6109 | 1976 | Distributed from 923 Generation And Fuel | 1987 |  | PACW | PacifiCorp | 45.6676 | -121.5485 | Oregon | 0 | 0 | 0 | 0 | 0 | 0 | 0 | 1.8 | 0 | 0 | 0
WAT | 23.7 | 0.257 | 53385 | 17267 | Distributed from 923 Generation And Fuel | 1982 |  | PGE | Portland General Electric Co | 45.4817 | -122.0832 | Oregon | 0 | 0 | 0 | 0 | 0 | 0 | 0 | 23.7 | 0 | 0 | 0
WAT | 11.8 | 0.355 | 36712 | 11874 | Distributed from 923 Generation And Fuel | 1982 |  | PGE | Portland General Electric Co | 45.449 | -122.1513 | Oregon | 0 | 0 | 0 | 0 | 0 | 0 | 0 | 11.8 | 0 | 0 | 0
NG | 312 | 0.555 | 1517168 | 788445 | EIA-923 Generator File | 2007 |  | PGE | Portland General Electric Co | 46.1789 | -123.172 | Oregon | 312 | 0 | 0 | 0 | 0 | 0 | 0 | 0 | 0 | 0 | 0
NG | 171 | 0.59 | 883349 | 466036 | EIA-923 Generator File | 2007 |  | PGE | Portland General Electric Co | 46.1789 | -123.172 | Oregon | 171 | 0 | 0 | 0 | 0 | 0 | 0 | 0 | 0 | 0 | 0
NG | 18.8 | 0.074 | 12197.083 | 7099.833 | Distributed from 923 Generation And Fuel | 2014 |  | PGE | Portland General Electric Co | 46.1789 | -123.1719 | Oregon | 0 | 18.8 | 0 | 0 | 0 | 0 | 0 | 0 | 0 | 0 | 0
NG | 18.8 | 0.074 | 12197.083 | 7099.833 | Distributed from 923 Generation And Fuel | 2014 |  | PGE | Portland General Electric Co | 46.1789 | -123.1719 | Oregon | 0 | 18.8 | 0 | 0 | 0 | 0 | 0 | 0 | 0 | 0 | 0
NG | 18.8 | 0.074 | 12197.083 | 7099.833 | Distributed from 923 Generation And Fuel | 2014 |  | PGE | Portland General Electric Co | 46.1789 | -123.1719 | Oregon | 0 | 18.8 | 0 | 0 | 0 | 0 | 0 | 0 | 0 | 0 | 0
NG | 18.8 | 0.074 | 12197.083 | 7099.833 | Distributed from 923 Generation And Fuel | 2014 |  | PGE | Portland General Electric Co | 46.1789 | -123.1719 | Oregon | 0 | 18.8 | 0 | 0 | 0 | 0 | 0 | 0 | 0 | 0 | 0
NG | 18.8 | 0.074 | 12197.083 | 7099.833 | Distributed from 923 Generation And Fuel | 2014 |  | PGE | Portland General Electric Co | 46.1789 | -123.1719 | Oregon | 0 | 18.8 | 0 | 0 | 0 | 0 | 0 | 0 | 0 | 0 | 0
NG | 18.8 | 0.074 | 12197.083 | 7099.833 | Distributed from 923 Generation And Fuel | 2014 |  | PGE | Portland General Electric Co | 46.1789 | -123.1719 | Oregon | 0 | 18.8 | 0 | 0 | 0 | 0 | 0 | 0 | 0 | 0 | 0
NG | 18.8 | 0.074 | 12197.083 | 7099.833 | Distributed from 923 Generation And Fuel | 2014 |  | PGE | Portland General Electric Co | 46.1789 | -123.1719 | Oregon | 0 | 18.8 | 0 | 0 | 0 | 0 | 0 | 0 | 0 | 0 | 0
NG | 18.8 | 0.074 | 12197.083 | 7099.833 | Distributed from 923 Generation And Fuel | 2014 |  | PGE | Portland General Electric Co | 46.1789 | -123.1719 | Oregon | 0 | 18.8 | 0 | 0 | 0 | 0 | 0 | 0 | 0 | 0 | 0
NG | 18.8 | 0.074 | 12197.083 | 7099.833 | Distributed from 923 Generation And Fuel | 2014 |  | PGE | Portland General Electric Co | 46.1789 | -123.1719 | Oregon | 0 | 18.8 | 0 | 0 | 0 | 0 | 0 | 0 | 0 | 0 | 0
NG | 18.8 | 0.074 | 12197.083 | 7099.833 | Distributed from 923 Generation And Fuel | 2014 |  | PGE | Portland General Electric Co | 46.1789 | -123.1719 | Oregon | 0 | 18.8 | 0 | 0 | 0 | 0 | 0 | 0 | 0 | 0 | 0
NG | 18.8 | 0.074 | 12197.083 | 7099.833 | Distributed from 923 Generation And Fuel | 2014 |  | PGE | Portland General Electric Co | 46.1789 | -123.1719 | Oregon | 0 | 18.8 | 0 | 0 | 0 | 0 | 0 | 0 | 0 | 0 | 0
NG | 18.8 | 0.074 | 12197.083 | 7099.833 | Distributed from 923 Generation And Fuel | 2015 |  | PGE | Portland General Electric Co | 46.1789 | -123.1719 | Oregon | 0 | 18.8 | 0 | 0 | 0 | 0 | 0 | 0 | 0 | 0 | 0
WAT | 3.8 | 0 | 0 | 0 | Distributed from 923 Generation And Fuel | 1912 |  | PACW | PacifiCorp | 42.7307 | -122.5151 | Oregon | 0 | 0 | 0 | 0 | 0 | 0 | 0 | 3.8 | 0 | 0 | 0
WAT | 16 | 0.856 | 119946 | 38795 | Distributed from 923 Generation And Fuel | 1928 |  | PACW | PacifiCorp | 42.7312 | -122.514 | Oregon | 0 | 0 | 0 | 0 | 0 | 0 | 0 | 16 | 0 | 0 | 0
WAT | 16 | 0.856 | 119946 | 38795 | Distributed from 923 Generation And Fuel | 1928 |  | PACW | PacifiCorp | 42.7312 | -122.514 | Oregon | 0 | 0 | 0 | 0 | 0 | 0 | 0 | 16 | 0 | 0 | 0
WAT | 7.2 | 0.523 | 32997 | 10672 | Distributed from 923 Generation And Fuel | 1932 |  | PACW | PacifiCorp | 42.7306 | -122.4185 | Oregon | 0 | 0 | 0 | 0 | 0 | 0 | 0 | 7.2 | 0 | 0 | 0
WAT | 1 | 0 | 0 | 0 | Distributed from 923 Generation And Fuel | 1944 |  | PACW | PacifiCorp | 42.7331 | -122.5151 | Oregon | 0 | 0 | 0 | 0 | 0 | 0 | 0 | 1 | 0 | 0 | 0
SUN | 4.5 | 0.006 | 230 | 0 | Distributed from 923 Generation And Fuel | 2016 |  | IPCO | Idaho Power Co | 43.998 | -117.1012 | Oregon | 0 | 0 | 0 | 0 | 0 | 4.5 | 0 | 0 | 0 | 0 | 0
WAT | 3.3 | 0.639 | 18469.293 | 5973.702 | Distributed from 923 Generation And Fuel | 1911 |  | PGE | Portland General Electric Co | 45.3 | -122.35 | Oregon | 0 | 0 | 0 | 0 | 0 | 0 | 0 | 3.3 | 0 | 0 | 0
WAT | 3.3 | 0.639 | 18469.293 | 5973.702 | Distributed from 923 Generation And Fuel | 1911 |  | PGE | Portland General Electric Co | 45.3 | -122.35 | Oregon | 0 | 0 | 0 | 0 | 0 | 0 | 0 | 3.3 | 0 | 0 | 0
WAT | 3.3 | 0.639 | 18469.293 | 5973.702 | Distributed from 923 Generation And Fuel | 1912 |  | PGE | Portland General Electric Co | 45.3 | -122.35 | Oregon | 0 | 0 | 0 | 0 | 0 | 0 | 0 | 3.3 | 0 | 0 | 0
WAT | 3.9 | 0.639 | 21827.346 | 7059.83 | Distributed from 923 Generation And Fuel | 1927 |  | PGE | Portland General Electric Co | 45.3 | -122.35 | Oregon | 0 | 0 | 0 | 0 | 0 | 0 | 0 | 3.9 | 0 | 0 | 0
WAT | 5 | 0.639 | 27983.777 | 9051.064 | Distributed from 923 Generation And Fuel | 1952 |  | PGE | Portland General Electric Co | 45.3 | -122.35 | Oregon | 0 | 0 | 0 | 0 | 0 | 0 | 0 | 5 | 0 | 0 | 0
LFG | 0.8 | 0.833 | 5835.833 | 2392.667 | Distributed from 923 Generation And Fuel | 2010 |  | BPAT | City of McMinnville - (OR) | 45.1672 | -123.2511 | Oregon | 0 | 0 | 0 | 0 | 0 | 0 | 0 | 0 | 0 | 0.8 | 0
LFG | 0.8 | 0.833 | 5835.833 | 2392.667 | Distributed from 923 Generation And Fuel | 2010 |  | BPAT | City of McMinnville - (OR) | 45.1672 | -123.2511 | Oregon | 0 | 0 | 0 | 0 | 0 | 0 | 0 | 0 | 0 | 0.8 | 0
LFG | 0.8 | 0.833 | 5835.833 | 2392.667 | Distributed from 923 Generation And Fuel | 2010 |  | BPAT | City of McMinnville - (OR) | 45.1672 | -123.2511 | Oregon | 0 | 0 | 0 | 0 | 0 | 0 | 0 | 0 | 0 | 0.8 | 0
LFG | 0.8 | 0.833 | 5835.833 | 2392.667 | Distributed from 923 Generation And Fuel | 2010 |  | BPAT | City of McMinnville - (OR) | 45.1672 | -123.2511 | Oregon | 0 | 0 | 0 | 0 | 0 | 0 | 0 | 0 | 0 | 0.8 | 0
LFG | 0.8 | 0.833 | 5835.833 | 2392.667 | Distributed from 923 Generation And Fuel | 2010 |  | BPAT | City of McMinnville - (OR) | 45.1672 | -123.2511 | Oregon | 0 | 0 | 0 | 0 | 0 | 0 | 0 | 0 | 0 | 0.8 | 0
LFG | 0.8 | 0.833 | 5835.833 | 2392.667 | Distributed from 923 Generation And Fuel | 2010 |  | BPAT | City of McMinnville - (OR) | 45.1672 | -123.2511 | Oregon | 0 | 0 | 0 | 0 | 0 | 0 | 0 | 0 | 0 | 0.8 | 0
LFG | 1.6 | 0.878 | 12303 | 5044 | Distributed from 923 Generation And Fuel | 2011 |  | PACW | PacifiCorp | 43.1861 | -123.3803 | Oregon | 0 | 0 | 0 | 0 | 0 | 0 | 0 | 0 | 0 | 1.6 | 0
WAT | 112.5 | 0.285 | 281224.933 | 105226.611 | Distributed from 923 Generation And Fuel | 1964 |  | PGE | Portland General Electric Co | 44.6058 | -121.2773 | Oregon | 0 | 0 | 0 | 0 | 0 | 0 | 0 | 112.5 | 0 | 0 | 0
WAT | 130 | 0.285 | 324971.034 | 121595.195 | Distributed from 923 Generation And Fuel | 1964 |  | PGE | Portland General Electric Co | 44.6058 | -121.2773 | Oregon | 0 | 0 | 0 | 0 | 0 | 0 | 0 | 130 | 0 | 0 | 0
WAT | 130 | 0.285 | 324971.034 | 121595.195 | Distributed from 923 Generation And Fuel | 1964 |  | PGE | Portland General Electric Co | 44.6058 | -121.2773 | Oregon | 0 | 0 | 0 | 0 | 0 | 0 | 0 | 130 | 0 | 0 | 0
WND | 9.9 | 0.244 | 21179 | 11091 | Distributed from 923 Generation And Fuel | 2009 |  | PACW | PacifiCorp | 45.6447 | -119.4767 | Oregon | 0 | 0 | 0 | 0 | 9.9 | 0 | 0 | 0 | 0 | 0 | 0
WDS | 19.8 | 0.682 | 118216 | 47147 | EIA-923 Generator File | 2011 |  | BPAT | City of Eugene - (OR) | 44.1163 | -123.179 | Oregon | 0 | 0 | 0 | 0 | 0 | 0 | 0 | 0 | 0 | 19.8 | 0
LFG | 0.8 | 0.645 | 4520.75 | 1853.5 | Distributed from 923 Generation And Fuel | 1992 |  | PACW | Emerald People's Utility Dist | 43.9621 | -122.9974 | Oregon | 0 | 0 | 0 | 0 | 0 | 0 | 0 | 0 | 0 | 0.8 | 0
LFG | 0.8 | 0.645 | 4520.75 | 1853.5 | Distributed from 923 Generation And Fuel | 1992 |  | PACW | Emerald People's Utility Dist | 43.9621 | -122.9974 | Oregon | 0 | 0 | 0 | 0 | 0 | 0 | 0 | 0 | 0 | 0.8 | 0
LFG | 0.8 | 0.645 | 4520.75 | 1853.5 | Distributed from 923 Generation And Fuel | 1993 |  | PACW | Emerald People's Utility Dist | 43.9621 | -122.9974 | Oregon | 0 | 0 | 0 | 0 | 0 | 0 | 0 | 0 | 0 | 0.8 | 0
LFG | 0.8 | 0.645 | 4520.75 | 1853.5 | Distributed from 923 Generation And Fuel | 1993 |  | PACW | Emerald People's Utility Dist | 43.9621 | -122.9974 | Oregon | 0 | 0 | 0 | 0 | 0 | 0 | 0 | 0 | 0 | 0.8 | 0
WAT | 2.7 | 0.455 | 10763 | 3481 | Distributed from 923 Generation And Fuel | 1989 |  | PACW | PacifiCorp | 44.033 | -121.3297 | Oregon | 0 | 0 | 0 | 0 | 0 | 0 | 0 | 2.7 | 0 | 0 | 0
WAT | 2.7 | 0.455 | 10763 | 3481 | Distributed from 923 Generation And Fuel | 1989 |  | PACW | PacifiCorp | 44.033 | -121.3297 | Oregon | 0 | 0 | 0 | 0 | 0 | 0 | 0 | 2.7 | 0 | 0 | 0
WAT | 18 | 0.48 | 75625 | 24460 | Distributed from 923 Generation And Fuel | 1951 |  | PACW | PacifiCorp | 43.2939 | -122.4728 | Oregon | 0 | 0 | 0 | 0 | 0 | 0 | 0 | 18 | 0 | 0 | 0
WAT | 11 | 0.634 | 61093 | 19760 | Distributed from 923 Generation And Fuel | 1952 |  | PACW | PacifiCorp | 43.3061 | -122.5014 | Oregon | 0 | 0 | 0 | 0 | 0 | 0 | 0 | 11 | 0 | 0 | 0
WND | 290 | 0.23 | 585383 | 319039 | Distributed from 923 Generation And Fuel | 2012 |  | BPAT | Bonneville Power Administration | 45.7063 | -120.08 | Oregon | 0 | 0 | 0 | 0 | 290 | 0 | 0 | 0 | 0 | 0 | 0
WAT | 1.2 | 0.36 | 3788 | 1225 | Distributed from 923 Generation And Fuel | 1989 |  | PACW | PacifiCorp | 42.5014 | -120.9894 | Oregon | 0 | 0 | 0 | 0 | 0 | 0 | 0 | 1.2 | 0 | 0 | 0
WND | 98.7 | 0.259 | 224270 | 119156 | Distributed from 923 Generation And Fuel | 2010 |  | BPAT | Bonneville Power Administration | 45.51 | -120.48 | Oregon | 0 | 0 | 0 | 0 | 98.7 | 0 | 0 | 0 | 0 | 0 | 0
SUN | 2.3 | 0.147 | 2963 | 1640 | Distributed from 923 Generation And Fuel | 2016 |  | PGE | Portland General Electric Co | 45.068 | -123.47 | Oregon | 0 | 0 | 0 | 0 | 0 | 2.3 | 0 | 0 | 0 | 0 | 0
WAT | 12 | 0.48 | 50467 | 16323 | Distributed from 923 Generation And Fuel | 1994 |  | PGE | City of Eugene - (OR) | 45.0811 | -121.8866 | Oregon | 0 | 0 | 0 | 0 | 0 | 0 | 0 | 12 | 0 | 0 | 0
WAT | 1.2 | 0.764 | 8026.286 | 2595.974 | Distributed from 923 Generation And Fuel | 1952 |  | PGE | Portland General Electric Co | 45.354 | -122.619 | Oregon | 0 | 0 | 0 | 0 | 0 | 0 | 0 | 1.2 | 0 | 0 | 0
WAT | 1.2 | 0.764 | 8026.286 | 2595.974 | Distributed from 923 Generation And Fuel | 1952 |  | PGE | Portland General Electric Co | 45.354 | -122.619 | Oregon | 0 | 0 | 0 | 0 | 0 | 0 | 0 | 1.2 | 0 | 0 | 0
WAT | 1.2 | 0.764 | 8026.286 | 2595.974 | Distributed from 923 Generation And Fuel | 1952 |  | PGE | Portland General Electric Co | 45.354 | -122.619 | Oregon | 0 | 0 | 0 | 0 | 0 | 0 | 0 | 1.2 | 0 | 0 | 0
WAT | 1.2 | 0.764 | 8026.286 | 2595.974 | Distributed from 923 Generation And Fuel | 1952 |  | PGE | Portland General Electric Co | 45.354 | -122.619 | Oregon | 0 | 0 | 0 | 0 | 0 | 0 | 0 | 1.2 | 0 | 0 | 0
WAT | 1.2 | 0.764 | 8026.286 | 2595.974 | Distributed from 923 Generation And Fuel | 1952 |  | PGE | Portland General Electric Co | 45.354 | -122.619 | Oregon | 0 | 0 | 0 | 0 | 0 | 0 | 0 | 1.2 | 0 | 0 | 0
WAT | 1.2 | 0.764 | 8026.286 | 2595.974 | Distributed from 923 Generation And Fuel | 1952 |  | PGE | Portland General Electric Co | 45.354 | -122.619 | Oregon | 0 | 0 | 0 | 0 | 0 | 0 | 0 | 1.2 | 0 | 0 | 0
WAT | 1.2 | 0.764 | 8026.286 | 2595.974 | Distributed from 923 Generation And Fuel | 1952 |  | PGE | Portland General Electric Co | 45.354 | -122.619 | Oregon | 0 | 0 | 0 | 0 | 0 | 0 | 0 | 1.2 | 0 | 0 | 0
WAT | 1.2 | 0.764 | 8026.286 | 2595.974 | Distributed from 923 Generation And Fuel | 1952 |  | PGE | Portland General Electric Co | 45.354 | -122.619 | Oregon | 0 | 0 | 0 | 0 | 0 | 0 | 0 | 1.2 | 0 | 0 | 0
WAT | 1.2 | 0.764 | 8026.286 | 2595.974 | Distributed from 923 Generation And Fuel | 1952 |  | PGE | Portland General Electric Co | 45.354 | -122.619 | Oregon | 0 | 0 | 0 | 0 | 0 | 0 | 0 | 1.2 | 0 | 0 | 0
WAT | 1.2 | 0.764 | 8026.286 | 2595.974 | Distributed from 923 Generation And Fuel | 1952 |  | PGE | Portland General Electric Co | 45.354 | -122.619 | Oregon | 0 | 0 | 0 | 0 | 0 | 0 | 0 | 1.2 | 0 | 0 | 0
WAT | 1.2 | 0.764 | 8026.286 | 2595.974 | Distributed from 923 Generation And Fuel | 1952 |  | PGE | Portland General Electric Co | 45.354 | -122.619 | Oregon | 0 | 0 | 0 | 0 | 0 | 0 | 0 | 1.2 | 0 | 0 | 0
WAT | 1.2 | 0.764 | 8026.286 | 2595.974 | Distributed from 923 Generation And Fuel | 1952 |  | PGE | Portland General Electric Co | 45.354 | -122.619 | Oregon | 0 | 0 | 0 | 0 | 0 | 0 | 0 | 1.2 | 0 | 0 | 0
WAT | 1 | 0.764 | 6688.571 | 2163.312 | Distributed from 923 Generation And Fuel | 1924 |  | PGE | Portland General Electric Co | 45.354 | -122.619 | Oregon | 0 | 0 | 0 | 0 | 0 | 0 | 0 | 1 | 0 | 0 | 0
WAT | 78 | 0.423 | 289093.538 | 89902.062 | Distributed from 923 Generation And Fuel | 1957 |  | BPAT | Bonneville Power Administration | 45.614 | -121.1346 | Oregon | 0 | 0 | 0 | 0 | 0 | 0 | 0 | 78 | 0 | 0 | 0
WAT | 78 | 0.423 | 289093.538 | 89902.062 | Distributed from 923 Generation And Fuel | 1959 |  | BPAT | Bonneville Power Administration | 45.614 | -121.1346 | Oregon | 0 | 0 | 0 | 0 | 0 | 0 | 0 | 78 | 0 | 0 | 0
WAT | 78 | 0.423 | 289093.538 | 89902.062 | Distributed from 923 Generation And Fuel | 1960 |  | BPAT | Bonneville Power Administration | 45.614 | -121.1346 | Oregon | 0 | 0 | 0 | 0 | 0 | 0 | 0 | 78 | 0 | 0 | 0
WAT | 78 | 0.423 | 289093.538 | 89902.062 | Distributed from 923 Generation And Fuel | 1960 |  | BPAT | Bonneville Power Administration | 45.614 | -121.1346 | Oregon | 0 | 0 | 0 | 0 | 0 | 0 | 0 | 78 | 0 | 0 | 0
WAT | 78 | 0.423 | 289093.538 | 89902.062 | Distributed from 923 Generation And Fuel | 1960 |  | BPAT | Bonneville Power Administration | 45.614 | -121.1346 | Oregon | 0 | 0 | 0 | 0 | 0 | 0 | 0 | 78 | 0 | 0 | 0
WAT | 78 | 0.423 | 289093.538 | 89902.062 | Distributed from 923 Generation And Fuel | 1960 |  | BPAT | Bonneville Power Administration | 45.614 | -121.1346 | Oregon | 0 | 0 | 0 | 0 | 0 | 0 | 0 | 78 | 0 | 0 | 0
WAT | 86 | 0.423 | 318744.158 | 99122.786 | Distributed from 923 Generation And Fuel | 1973 |  | BPAT | Bonneville Power Administration | 45.614 | -121.1346 | Oregon | 0 | 0 | 0 | 0 | 0 | 0 | 0 | 86 | 0 | 0 | 0
WAT | 86 | 0.423 | 318744.158 | 99122.786 | Distributed from 923 Generation And Fuel | 1973 |  | BPAT | Bonneville Power Administration | 45.614 | -121.1346 | Oregon | 0 | 0 | 0 | 0 | 0 | 0 | 0 | 86 | 0 | 0 | 0
WAT | 86 | 0.423 | 318744.158 | 99122.786 | Distributed from 923 Generation And Fuel | 1973 |  | BPAT | Bonneville Power Administration | 45.614 | -121.1346 | Oregon | 0 | 0 | 0 | 0 | 0 | 0 | 0 | 86 | 0 | 0 | 0
WAT | 78 | 0.423 | 289093.538 | 89902.062 | Distributed from 923 Generation And Fuel | 1957 |  | BPAT | Bonneville Power Administration | 45.614 | -121.1346 | Oregon | 0 | 0 | 0 | 0 | 0 | 0 | 0 | 78 | 0 | 0 | 0
WAT | 86 | 0.423 | 318744.158 | 99122.786 | Distributed from 923 Generation And Fuel | 1973 |  | BPAT | Bonneville Power Administration | 45.614 | -121.1346 | Oregon | 0 | 0 | 0 | 0 | 0 | 0 | 0 | 86 | 0 | 0 | 0
WAT | 86 | 0.423 | 318744.158 | 99122.786 | Distributed from 923 Generation And Fuel | 1973 |  | BPAT | Bonneville Power Administration | 45.614 | -121.1346 | Oregon | 0 | 0 | 0 | 0 | 0 | 0 | 0 | 86 | 0 | 0 | 0
WAT | 78 | 0.423 | 289093.538 | 89902.062 | Distributed from 923 Generation And Fuel | 1958 |  | BPAT | Bonneville Power Administration | 45.614 | -121.1346 | Oregon | 0 | 0 | 0 | 0 | 0 | 0 | 0 | 78 | 0 | 0 | 0
WAT | 89.7 | 0.423 | 332457.569 | 103387.371 | Distributed from 923 Generation And Fuel | 1958 |  | BPAT | Bonneville Power Administration | 45.614 | -121.1346 | Oregon | 0 | 0 | 0 | 0 | 0 | 0 | 0 | 89.7 | 0 | 0 | 0
WAT | 78 | 0.423 | 289093.538 | 89902.062 | Distributed from 923 Generation And Fuel | 1958 |  | BPAT | Bonneville Power Administration | 45.614 | -121.1346 | Oregon | 0 | 0 | 0 | 0 | 0 | 0 | 0 | 78 | 0 | 0 | 0
WAT | 78 | 0.423 | 289093.538 | 89902.062 | Distributed from 923 Generation And Fuel | 1959 |  | BPAT | Bonneville Power Administration | 45.614 | -121.1346 | Oregon | 0 | 0 | 0 | 0 | 0 | 0 | 0 | 78 | 0 | 0 | 0
WAT | 78 | 0.423 | 289093.538 | 89902.062 | Distributed from 923 Generation And Fuel | 1959 |  | BPAT | Bonneville Power Administration | 45.614 | -121.1346 | Oregon | 0 | 0 | 0 | 0 | 0 | 0 | 0 | 78 | 0 | 0 | 0
WAT | 78 | 0.423 | 289093.538 | 89902.062 | Distributed from 923 Generation And Fuel | 1959 |  | BPAT | Bonneville Power Administration | 45.614 | -121.1346 | Oregon | 0 | 0 | 0 | 0 | 0 | 0 | 0 | 78 | 0 | 0 | 0
WAT | 14 | 0.423 | 51888.584 | 16136.268 | Distributed from 923 Generation And Fuel | 1957 |  | BPAT | Bonneville Power Administration | 45.614 | -121.1346 | Oregon | 0 | 0 | 0 | 0 | 0 | 0 | 0 | 14 | 0 | 0 | 0
WAT | 14 | 0.423 | 51888.584 | 16136.268 | Distributed from 923 Generation And Fuel | 1957 |  | BPAT | Bonneville Power Administration | 45.614 | -121.1346 | Oregon | 0 | 0 | 0 | 0 | 0 | 0 | 0 | 14 | 0 | 0 | 0
WND | 9.9 | 0.237 | 20559 | 10766 | Distributed from 923 Generation And Fuel | 2009 |  | BPAT | PacifiCorp | 45.6758 | -119.9375 | Oregon | 0 | 0 | 0 | 0 | 9.9 | 0 | 0 | 0 | 0 | 0 | 0
OBG | 1.6 | 0.368 | 5154 | 2113 | Distributed from 923 Generation And Fuel | 2012 |  | PACW | PacifiCorp | 45.71 | -119.9011 | Oregon | 0 | 0 | 0 | 0 | 0 | 0 | 0 | 0 | 0 | 1.6 | 0
OBG | 1.6 | 0.368 | 5154 | 2113 | Distributed from 923 Generation And Fuel | 2012 |  | PACW | PacifiCorp | 45.71 | -119.9011 | Oregon | 0 | 0 | 0 | 0 | 0 | 0 | 0 | 0 | 0 | 1.6 | 0
OBG | 1.6 | 0.368 | 5154 | 2113 | Distributed from 923 Generation And Fuel | 2012 |  | PACW | PacifiCorp | 45.71 | -119.9011 | Oregon | 0 | 0 | 0 | 0 | 0 | 0 | 0 | 0 | 0 | 1.6 | 0
SUN | 10 | 0.008 | 666 | 0 | Distributed from 923 Generation And Fuel | 2016 |  | IPCO | Idaho Power Co | 43.931 | -116.9876 | Oregon | 0 | 0 | 0 | 0 | 0 | 10 | 0 | 0 | 0 | 0 | 0
WAT | 14.2 | 0.624 | 77606.667 | 25101 | Distributed from 923 Generation And Fuel | 1950 |  | PACW | PacifiCorp | 43.2727 | -122.4475 | Oregon | 0 | 0 | 0 | 0 | 0 | 0 | 0 | 14.2 | 0 | 0 | 0
WAT | 14.2 | 0.624 | 77606.667 | 25101 | Distributed from 923 Generation And Fuel | 1949 |  | PACW | PacifiCorp | 43.2727 | -122.4475 | Oregon | 0 | 0 | 0 | 0 | 0 | 0 | 0 | 14.2 | 0 | 0 | 0
WAT | 14.2 | 0.624 | 77606.667 | 25101 | Distributed from 923 Generation And Fuel | 1950 |  | PACW | PacifiCorp | 43.2727 | -122.4475 | Oregon | 0 | 0 | 0 | 0 | 0 | 0 | 0 | 14.2 | 0 | 0 | 0
NG | 7.5 | 0.028 | 1827.48 | 0 | EIA-923 Generator File | 2012 |  | BPAT | City of Eugene - (OR) | 44.0483 | -123.0739 | Oregon | 7.5 | 0 | 0 | 0 | 0 | 0 | 0 | 0 | 0 | 0 | 0
NG | 3.5 | 0.001 | 40.74 | 0 | EIA-923 Generator File | 2012 |  | BPAT | City of Eugene - (OR) | 44.0483 | -123.0739 | Oregon | 3.5 | 0 | 0 | 0 | 0 | 0 | 0 | 0 | 0 | 0 | 0
SUN | 10 | 0.013 | 1159 | 0 | Distributed from 923 Generation And Fuel | 2016 |  | IPCO | Idaho Power Co | 43.965 | -117.2581 | Oregon | 0 | 0 | 0 | 0 | 0 | 10 | 0 | 0 | 0 | 0 | 0
WND | 25 | 0.349 | 76522 | 27913 | Distributed from 923 Generation And Fuel | 1998 |  | BPAT | Bonneville Power Administration | 45.9362 | -118.66 | Oregon | 0 | 0 | 0 | 0 | 25 | 0 | 0 | 0 | 0 | 0 | 0
WND | 98.9 | 0.303 | 262620 | 92162 | Distributed from 923 Generation And Fuel | 2009 |  | PACW | PacifiCorp | 45.8992 | -118.5914 | Oregon | 0 | 0 | 0 | 0 | 98.9 | 0 | 0 | 0 | 0 | 0 | 0
WND | 3.3 | 0.212 | 6129 | 3210 | Distributed from 923 Generation And Fuel | 2009 |  | PACW | PacifiCorp | 45.6531 | -119.4625 | Oregon | 0 | 0 | 0 | 0 | 3.3 | 0 | 0 | 0 | 0 | 0 | 0
WAT | 1.1 | 0.45 | 4340 | 1404 | Distributed from 923 Generation And Fuel | 1921 |  | PACW | PacifiCorp | 45.2667 | -117.2127 | Oregon | 0 | 0 | 0 | 0 | 0 | 0 | 0 | 1.1 | 0 | 0 | 0
WAT | 8 | 0.735 | 51500 | 16657 | Distributed from 923 Generation And Fuel | 1949 |  | BPAT | City of Eugene - (OR) | 44.0696 | -122.835 | Oregon | 0 | 0 | 0 | 0 | 0 | 0 | 0 | 8 | 0 | 0 | 0
WND | 6.6 | 0.292 | 16909 | 8855 | Distributed from 923 Generation And Fuel | 2009 |  | PACW | PacifiCorp | 45.6967 | -119.4097 | Oregon | 0 | 0 | 0 | 0 | 6.6 | 0 | 0 | 0 | 0 | 0 | 0
WAT | 19.6 | 0.478 | 82063 | 29171 | Distributed from 923 Generation And Fuel | 1982 |  | PACW | PacifiCorp | 44.7242 | -121.2477 | Oregon | 0 | 0 | 0 | 0 | 0 | 0 | 0 | 19.6 | 0 | 0 | 0
LFG | 0.8 | 0.891 | 6245.688 | 2560.75 | Distributed from 923 Generation And Fuel | 2009 |  | BPAT | Columbia Basin Elec Cooperative, Inc | 45.5739 | -120.2969 | Oregon | 0 | 0 | 0 | 0 | 0 | 0 | 0 | 0 | 0 | 0.8 | 0
LFG | 1.6 | 0.891 | 12491.375 | 5121.5 | Distributed from 923 Generation And Fuel | 2014 |  | BPAT | Columbia Basin Elec Cooperative, Inc | 45.5739 | -120.2969 | Oregon | 0 | 0 | 0 | 0 | 0 | 0 | 0 | 0 | 0 | 1.6 | 0
LFG | 1.6 | 0.891 | 12491.375 | 5121.5 | Distributed from 923 Generation And Fuel | 2014 |  | BPAT | Columbia Basin Elec Cooperative, Inc | 45.5739 | -120.2969 | Oregon | 0 | 0 | 0 | 0 | 0 | 0 | 0 | 0 | 0 | 1.6 | 0
LFG | 1.6 | 0.891 | 12491.375 | 5121.5 | Distributed from 923 Generation And Fuel | 2014 |  | BPAT | Columbia Basin Elec Cooperative, Inc | 45.5739 | -120.2969 | Oregon | 0 | 0 | 0 | 0 | 0 | 0 | 0 | 0 | 0 | 1.6 | 0
LFG | 0.8 | 0.891 | 6245.688 | 2560.75 | Distributed from 923 Generation And Fuel | 2009 |  | BPAT | Columbia Basin Elec Cooperative, Inc | 45.5739 | -120.2969 | Oregon | 0 | 0 | 0 | 0 | 0 | 0 | 0 | 0 | 0 | 0.8 | 0
LFG | 0.8 | 0.891 | 6245.688 | 2560.75 | Distributed from 923 Generation And Fuel | 2009 |  | BPAT | Columbia Basin Elec Cooperative, Inc | 45.5739 | -120.2969 | Oregon | 0 | 0 | 0 | 0 | 0 | 0 | 0 | 0 | 0 | 0.8 | 0
LFG | 0.8 | 0.891 | 6245.688 | 2560.75 | Distributed from 923 Generation And Fuel | 2009 |  | BPAT | Columbia Basin Elec Cooperative, Inc | 45.5739 | -120.2969 | Oregon | 0 | 0 | 0 | 0 | 0 | 0 | 0 | 0 | 0 | 0.8 | 0
LFG | 0.8 | 0.891 | 6245.688 | 2560.75 | Distributed from 923 Generation And Fuel | 2009 |  | BPAT | Columbia Basin Elec Cooperative, Inc | 45.5739 | -120.2969 | Oregon | 0 | 0 | 0 | 0 | 0 | 0 | 0 | 0 | 0 | 0.8 | 0
LFG | 0.8 | 0.891 | 6245.688 | 2560.75 | Distributed from 923 Generation And Fuel | 2009 |  | BPAT | Columbia Basin Elec Cooperative, Inc | 45.5739 | -120.2969 | Oregon | 0 | 0 | 0 | 0 | 0 | 0 | 0 | 0 | 0 | 0.8 | 0
LFG | 0.8 | 0.891 | 6245.688 | 2560.75 | Distributed from 923 Generation And Fuel | 2009 |  | BPAT | Columbia Basin Elec Cooperative, Inc | 45.5739 | -120.2969 | Oregon | 0 | 0 | 0 | 0 | 0 | 0 | 0 | 0 | 0 | 0.8 | 0
LFG | 0.8 | 0.891 | 6245.688 | 2560.75 | Distributed from 923 Generation And Fuel | 2009 |  | BPAT | Columbia Basin Elec Cooperative, Inc | 45.5739 | -120.2969 | Oregon | 0 | 0 | 0 | 0 | 0 | 0 | 0 | 0 | 0 | 0.8 | 0
LFG | 1.6 | 0.891 | 12491.375 | 5121.5 | Distributed from 923 Generation And Fuel | 2014 |  | BPAT | Columbia Basin Elec Cooperative, Inc | 45.5739 | -120.2969 | Oregon | 0 | 0 | 0 | 0 | 0 | 0 | 0 | 0 | 0 | 1.6 | 0
WND | 97 | 0.234 | 199030 | 106575 | Distributed from 923 Generation And Fuel | 2009 |  | BPAT | Bonneville Power Administration | 45.6758 | -120.3183 | Oregon | 0 | 0 | 0 | 0 | 97 | 0 | 0 | 0 | 0 | 0 | 0
WND | 72 | 0.241 | 152128 | 83080 | Distributed from 923 Generation And Fuel | 2009 |  | BPAT | Bonneville Power Administration | 45.6533 | -119.9914 | Oregon | 0 | 0 | 0 | 0 | 72 | 0 | 0 | 0 | 0 | 0 | 0
SUN | 1 | 0.14 | 1223 | 651 | Distributed from 923 Generation And Fuel | 2011 |  | PGE | Portland General Electric Co | 45.1089 | -123.2786 | Oregon | 0 | 0 | 0 | 0 | 0 | 1 | 0 | 0 | 0 | 0 | 0
WAT | 1.4 | 0.695 | 8525.667 | 3929.333 | Distributed from 923 Generation And Fuel | 1958 |  | WACM | Garkane Energy Coop, Inc | 37.9858 | -111.4383 | Utah | 0 | 0 | 0 | 0 | 0 | 0 | 0 | 1.4 | 0 | 0 | 0
WAT | 1.4 | 0.695 | 8525.667 | 3929.333 | Distributed from 923 Generation And Fuel | 1958 |  | WACM | Garkane Energy Coop, Inc | 37.9858 | -111.4383 | Utah | 0 | 0 | 0 | 0 | 0 | 0 | 0 | 1.4 | 0 | 0 | 0
WAT | 1.4 | 0.695 | 8525.667 | 3929.333 | Distributed from 923 Generation And Fuel | 1961 |  | WACM | Garkane Energy Coop, Inc | 37.9858 | -111.4383 | Utah | 0 | 0 | 0 | 0 | 0 | 0 | 0 | 1.4 | 0 | 0 | 0
WAT | 2.4 | 0.477 | 10028 | 4621.5 | Distributed from 923 Generation And Fuel | 1958 |  | WAUW | WAPA-- Western Area Power Administration | 40.4044 | -111.5284 | Utah | 0 | 0 | 0 | 0 | 0 | 0 | 0 | 2.4 | 0 | 0 | 0
WAT | 2.4 | 0.477 | 10028 | 4621.5 | Distributed from 923 Generation And Fuel | 1958 |  | WAUW | WAPA-- Western Area Power Administration | 40.4044 | -111.5284 | Utah | 0 | 0 | 0 | 0 | 0 | 0 | 0 | 2.4 | 0 | 0 | 0
WAT | 50.6 | 0.372 | 165075.333 | 76080.333 | Distributed from 923 Generation And Fuel | 1963 |  | WAUW | WAPA-- Western Area Power Administration | 40.9146 | -109.4217 | Utah | 0 | 0 | 0 | 0 | 0 | 0 | 0 | 50.6 | 0 | 0 | 0
WAT | 50.6 | 0.372 | 165075.333 | 76080.333 | Distributed from 923 Generation And Fuel | 1963 |  | WAUW | WAPA-- Western Area Power Administration | 40.9146 | -109.4217 | Utah | 0 | 0 | 0 | 0 | 0 | 0 | 0 | 50.6 | 0 | 0 | 0
WAT | 50.6 | 0.372 | 165075.333 | 76080.333 | Distributed from 923 Generation And Fuel | 1964 |  | WAUW | WAPA-- Western Area Power Administration | 40.9146 | -109.4217 | Utah | 0 | 0 | 0 | 0 | 0 | 0 | 0 | 50.6 | 0 | 0 | 0
BIT | 820 | 0.569 | 4084484 | 1823092 | EIA-923 Generator File | 1986 |  | LDWP | Intermountain Power Agency | 39.5097 | -112.5802 | Utah | 0 | 0 | 0 | 0 | 0 | 0 | 0 | 0 | 0 | 820 | 0
BIT | 820 | 0.601 | 4319366 | 1816619 | EIA-923 Generator File | 1987 |  | LDWP | Intermountain Power Agency | 39.5097 | -112.5802 | Utah | 0 | 0 | 0 | 0 | 0 | 0 | 0 | 0 | 0 | 820 | 0
WND | 203.5 | 0.255 | 455189 | 206734 | Distributed from 923 Generation And Fuel | 2009 |  | LDWP | Los Angeles Department of Water & Power | 38.5357 | -112.935 | Utah | 0 | 0 | 0 | 0 | 203.5 | 0 | 0 | 0 | 0 | 0 | 0
WND | 102 | 0.24 | 214357 | 98845 | Distributed from 923 Generation And Fuel | 2011 |  | LDWP | Los Angeles Department of Water & Power | 38.5852 | -112.931 | Utah | 0 | 0 | 0 | 0 | 102 | 0 | 0 | 0 | 0 | 0 | 0
WAT | 0.6 | 0.616 | 3237 | 1492 | Distributed from 923 Generation And Fuel | 1920 |  | WACM | Moon Lake Electric Assn Inc | 40.5381 | -110.0661 | Utah | 0 | 0 | 0 | 0 | 0 | 0 | 0 | 0.6 | 0 | 0 | 0
WAT | 0.6 | 0.616 | 3237 | 1492 | Distributed from 923 Generation And Fuel | 1940 |  | WACM | Moon Lake Electric Assn Inc | 40.5381 | -110.0661 | Utah | 0 | 0 | 0 | 0 | 0 | 0 | 0 | 0.6 | 0 | 0 | 0
WAT | 25 | 0.574 | 125627.5 | 49293 | Distributed from 923 Generation And Fuel | 1947 |  | TPWR | City of Tacoma - (WA) | 46.8016 | -122.3102 | Washington | 0 | 0 | 0 | 0 | 0 | 0 | 0 | 25 | 0 | 0 | 0
WAT | 25 | 0.574 | 125627.5 | 49293 | Distributed from 923 Generation And Fuel | 1945 |  | TPWR | City of Tacoma - (WA) | 46.8016 | -122.3102 | Washington | 0 | 0 | 0 | 0 | 0 | 0 | 0 | 25 | 0 | 0 | 0
WND | 50 | 0.281 | 123028 | 47617 | Distributed from 923 Generation And Fuel | 2011 |  | BPAT | Bonneville Power Administration | 45.9192 | -120.3039 | Washington | 0 | 0 | 0 | 0 | 50 | 0 | 0 | 0 | 0 | 0 | 0
WND | 199 | 0.288 | 502920 | 218558 | Distributed from 923 Generation And Fuel | 2006 |  | BPAT | Bonneville Power Administration | 45.8877 | -120.2896 | Washington | 0 | 0 | 0 | 0 | 199 | 0 | 0 | 0 | 0 | 0 | 0
WAT | 158.4 | 0.396 | 550069.135 | 207017.585 | Distributed from 923 Generation And Fuel | 1967 |  | SCL | Bonneville Power Administration | 48.9871 | -117.3478 | Washington | 0 | 0 | 0 | 0 | 0 | 0 | 0 | 158.4 | 0 | 0 | 0
WAT | 161.5 | 0.396 | 560834.377 | 211069.065 | Distributed from 923 Generation And Fuel | 1967 |  | SCL | Bonneville Power Administration | 48.9871 | -117.3478 | Washington | 0 | 0 | 0 | 0 | 0 | 0 | 0 | 161.5 | 0 | 0 | 0
WAT | 158.4 | 0.396 | 550069.135 | 207017.585 | Distributed from 923 Generation And Fuel | 1967 |  | SCL | Bonneville Power Administration | 48.9871 | -117.3478 | Washington | 0 | 0 | 0 | 0 | 0 | 0 | 0 | 158.4 | 0 | 0 | 0
WAT | 161.5 | 0.396 | 560834.377 | 211069.065 | Distributed from 923 Generation And Fuel | 1967 |  | SCL | Bonneville Power Administration | 48.9871 | -117.3478 | Washington | 0 | 0 | 0 | 0 | 0 | 0 | 0 | 161.5 | 0 | 0 | 0
WAT | 239.4 | 0.396 | 831354.488 | 312878.85 | Distributed from 923 Generation And Fuel | 1985 |  | SCL | Bonneville Power Administration | 48.9871 | -117.3478 | Washington | 0 | 0 | 0 | 0 | 0 | 0 | 0 | 239.4 | 0 | 0 | 0
WAT | 239.4 | 0.396 | 831354.488 | 312878.85 | Distributed from 923 Generation And Fuel | 1986 |  | SCL | Bonneville Power Administration | 48.9871 | -117.3478 | Washington | 0 | 0 | 0 | 0 | 0 | 0 | 0 | 239.4 | 0 | 0 | 0
WAT | 15 | 0.259 | 33982 | 13333.5 | Distributed from 923 Generation And Fuel | 1921 |  | SCL | City of Seattle - (WA) | 47.4193 | -121.7819 | Washington | 0 | 0 | 0 | 0 | 0 | 0 | 0 | 15 | 0 | 0 | 0
WAT | 15 | 0.259 | 33982 | 13333.5 | Distributed from 923 Generation And Fuel | 1929 |  | SCL | City of Seattle - (WA) | 47.4193 | -121.7819 | Washington | 0 | 0 | 0 | 0 | 0 | 0 | 0 | 15 | 0 | 0 | 0
WAT | 6 | 0.512 | 26930 | 10566.5 | Distributed from 923 Generation And Fuel | 1956 |  | BPAT | Bonneville Power Administration | 46.2668 | -119.5898 | Washington | 0 | 0 | 0 | 0 | 0 | 0 | 0 | 6 | 0 | 0 | 0
WAT | 6 | 0.512 | 26930 | 10566.5 | Distributed from 923 Generation And Fuel | 1956 |  | BPAT | Bonneville Power Administration | 46.2668 | -119.5898 | Washington | 0 | 0 | 0 | 0 | 0 | 0 | 0 | 6 | 0 | 0 | 0
NG | 230 | 0.252 | 507357 | 237888 | EIA-923 Generator File | 2003 |  | BPAT | Bonneville Power Administration | 46.6225 | -122.9131 | Washington | 230 | 0 | 0 | 0 | 0 | 0 | 0 | 0 | 0 | 0 | 0
NG | 234 | 0.242 | 496681 | 232663 | EIA-923 Generator File | 2003 |  | BPAT | Bonneville Power Administration | 46.6225 | -122.9131 | Washington | 234 | 0 | 0 | 0 | 0 | 0 | 0 | 0 | 0 | 0 | 0
NG | 234 | 0.203 | 415990 | 188540 | EIA-923 Generator File | 2003 |  | BPAT | Bonneville Power Administration | 46.6225 | -122.9131 | Washington | 234 | 0 | 0 | 0 | 0 | 0 | 0 | 0 | 0 | 0 | 0
WAT | 29.6 | 0.854 | 221384.5 | 86866 | Distributed from 923 Generation And Fuel | 1927 |  | CHPD | PUD No 1 of Chelan County | 47.8347 | -120.0133 | Washington | 0 | 0 | 0 | 0 | 0 | 0 | 0 | 29.6 | 0 | 0 | 0
WAT | 29.6 | 0.854 | 221384.5 | 86866 | Distributed from 923 Generation And Fuel | 1928 |  | CHPD | PUD No 1 of Chelan County | 47.8347 | -120.0133 | Washington | 0 | 0 | 0 | 0 | 0 | 0 | 0 | 29.6 | 0 | 0 | 0
WAT | 88.2 | 0.541 | 417917.828 | 173251.739 | Distributed from 923 Generation And Fuel | 1958 |  | BPAT | Bonneville Power Administration | 47.9951 | -119.6404 | Washington | 0 | 0 | 0 | 0 | 0 | 0 | 0 | 88.2 | 0 | 0 | 0
WAT | 88.2 | 0.541 | 417917.828 | 173251.739 | Distributed from 923 Generation And Fuel | 1955 |  | BPAT | Bonneville Power Administration | 47.9951 | -119.6404 | Washington | 0 | 0 | 0 | 0 | 0 | 0 | 0 | 88.2 | 0 | 0 | 0
WAT | 88.2 | 0.541 | 417917.828 | 173251.739 | Distributed from 923 Generation And Fuel | 1955 |  | BPAT | Bonneville Power Administration | 47.9951 | -119.6404 | Washington | 0 | 0 | 0 | 0 | 0 | 0 | 0 | 88.2 | 0 | 0 | 0
WAT | 88.2 | 0.541 | 417917.828 | 173251.739 | Distributed from 923 Generation And Fuel | 1955 |  | BPAT | Bonneville Power Administration | 47.9951 | -119.6404 | Washington | 0 | 0 | 0 | 0 | 0 | 0 | 0 | 88.2 | 0 | 0 | 0
WAT | 88.2 | 0.541 | 417917.828 | 173251.739 | Distributed from 923 Generation And Fuel | 1957 |  | BPAT | Bonneville Power Administration | 47.9951 | -119.6404 | Washington | 0 | 0 | 0 | 0 | 0 | 0 | 0 | 88.2 | 0 | 0 | 0
WAT | 88.2 | 0.541 | 417917.828 | 173251.739 | Distributed from 923 Generation And Fuel | 1957 |  | BPAT | Bonneville Power Administration | 47.9951 | -119.6404 | Washington | 0 | 0 | 0 | 0 | 0 | 0 | 0 | 88.2 | 0 | 0 | 0
WAT | 88.2 | 0.541 | 417917.828 | 173251.739 | Distributed from 923 Generation And Fuel | 1957 |  | BPAT | Bonneville Power Administration | 47.9951 | -119.6404 | Washington | 0 | 0 | 0 | 0 | 0 | 0 | 0 | 88.2 | 0 | 0 | 0
WAT | 95 | 0.541 | 450138.25 | 186609.016 | Distributed from 923 Generation And Fuel | 1977 |  | BPAT | Bonneville Power Administration | 47.9951 | -119.6404 | Washington | 0 | 0 | 0 | 0 | 0 | 0 | 0 | 95 | 0 | 0 | 0
WAT | 95 | 0.541 | 450138.25 | 186609.016 | Distributed from 923 Generation And Fuel | 1977 |  | BPAT | Bonneville Power Administration | 47.9951 | -119.6404 | Washington | 0 | 0 | 0 | 0 | 0 | 0 | 0 | 95 | 0 | 0 | 0
WAT | 95 | 0.541 | 450138.25 | 186609.016 | Distributed from 923 Generation And Fuel | 1977 |  | BPAT | Bonneville Power Administration | 47.9951 | -119.6404 | Washington | 0 | 0 | 0 | 0 | 0 | 0 | 0 | 95 | 0 | 0 | 0
WAT | 88.2 | 0.541 | 417917.828 | 173251.739 | Distributed from 923 Generation And Fuel | 1958 |  | BPAT | Bonneville Power Administration | 47.9951 | -119.6404 | Washington | 0 | 0 | 0 | 0 | 0 | 0 | 0 | 88.2 | 0 | 0 | 0
WAT | 95 | 0.541 | 450138.25 | 186609.016 | Distributed from 923 Generation And Fuel | 1978 |  | BPAT | Bonneville Power Administration | 47.9951 | -119.6404 | Washington | 0 | 0 | 0 | 0 | 0 | 0 | 0 | 95 | 0 | 0 | 0
WAT | 95 | 0.541 | 450138.25 | 186609.016 | Distributed from 923 Generation And Fuel | 1978 |  | BPAT | Bonneville Power Administration | 47.9951 | -119.6404 | Washington | 0 | 0 | 0 | 0 | 0 | 0 | 0 | 95 | 0 | 0 | 0
WAT | 95 | 0.541 | 450138.25 | 186609.016 | Distributed from 923 Generation And Fuel | 1978 |  | BPAT | Bonneville Power Administration | 47.9951 | -119.6404 | Washington | 0 | 0 | 0 | 0 | 0 | 0 | 0 | 95 | 0 | 0 | 0
WAT | 95 | 0.541 | 450138.25 | 186609.016 | Distributed from 923 Generation And Fuel | 1978 |  | BPAT | Bonneville Power Administration | 47.9951 | -119.6404 | Washington | 0 | 0 | 0 | 0 | 0 | 0 | 0 | 95 | 0 | 0 | 0
WAT | 95 | 0.541 | 450138.25 | 186609.016 | Distributed from 923 Generation And Fuel | 1979 |  | BPAT | Bonneville Power Administration | 47.9951 | -119.6404 | Washington | 0 | 0 | 0 | 0 | 0 | 0 | 0 | 95 | 0 | 0 | 0
WAT | 95 | 0.541 | 450138.25 | 186609.016 | Distributed from 923 Generation And Fuel | 1979 |  | BPAT | Bonneville Power Administration | 47.9951 | -119.6404 | Washington | 0 | 0 | 0 | 0 | 0 | 0 | 0 | 95 | 0 | 0 | 0
WAT | 95 | 0.541 | 450138.25 | 186609.016 | Distributed from 923 Generation And Fuel | 1979 |  | BPAT | Bonneville Power Administration | 47.9951 | -119.6404 | Washington | 0 | 0 | 0 | 0 | 0 | 0 | 0 | 95 | 0 | 0 | 0
WAT | 95 | 0.541 | 450138.25 | 186609.016 | Distributed from 923 Generation And Fuel | 1979 |  | BPAT | Bonneville Power Administration | 47.9951 | -119.6404 | Washington | 0 | 0 | 0 | 0 | 0 | 0 | 0 | 95 | 0 | 0 | 0
WAT | 88.2 | 0.541 | 417917.828 | 173251.739 | Distributed from 923 Generation And Fuel | 1957 |  | BPAT | Bonneville Power Administration | 47.9951 | -119.6404 | Washington | 0 | 0 | 0 | 0 | 0 | 0 | 0 | 88.2 | 0 | 0 | 0
WAT | 88.2 | 0.541 | 417917.828 | 173251.739 | Distributed from 923 Generation And Fuel | 1956 |  | BPAT | Bonneville Power Administration | 47.9951 | -119.6404 | Washington | 0 | 0 | 0 | 0 | 0 | 0 | 0 | 88.2 | 0 | 0 | 0
WAT | 88.2 | 0.541 | 417917.828 | 173251.739 | Distributed from 923 Generation And Fuel | 1956 |  | BPAT | Bonneville Power Administration | 47.9951 | -119.6404 | Washington | 0 | 0 | 0 | 0 | 0 | 0 | 0 | 88.2 | 0 | 0 | 0
WAT | 88.2 | 0.541 | 417917.828 | 173251.739 | Distributed from 923 Generation And Fuel | 1956 |  | BPAT | Bonneville Power Administration | 47.9951 | -119.6404 | Washington | 0 | 0 | 0 | 0 | 0 | 0 | 0 | 88.2 | 0 | 0 | 0
WAT | 88.2 | 0.541 | 417917.828 | 173251.739 | Distributed from 923 Generation And Fuel | 1955 |  | BPAT | Bonneville Power Administration | 47.9951 | -119.6404 | Washington | 0 | 0 | 0 | 0 | 0 | 0 | 0 | 88.2 | 0 | 0 | 0
WND | 6 | 0.269 | 14164 | 6286 | Distributed from 923 Generation And Fuel | 2010 |  | BPAT | PUD No 1 of Grays Harbor County | 46.7936 | -124.0654 | Washington | 0 | 0 | 0 | 0 | 6 | 0 | 0 | 0 | 0 | 0 | 0
NUC | 1200 | 0.916 | 9625622 | 4097709 | Distributed from 923 Generation And Fuel | 1984 |  | BPAT | Bonneville Power Administration | 46.4711 | -119.3339 | Washington | 0 | 0 | 0 | 0 | 0 | 0 | 0 | 0 | 1200 | 0 | 0
WDL | 7.5 | 0.78 | 51246 | 20449 | EIA-923 Generator File | 1957 |  | BPAT | PUD No 1 of Grays Harbor County | 46.9541 | -123.7611 | Washington | 0 | 0 | 0 | 0 | 0 | 0 | 0 | 0 | 0 | 7.5 | 0
WDL | 7.5 | 1.04 | 68330 | 27265 | EIA-923 Generator File | 1957 |  | BPAT | PUD No 1 of Grays Harbor County | 46.9541 | -123.7611 | Washington | 0 | 0 | 0 | 0 | 0 | 0 | 0 | 0 | 0 | 7.5 | 0
WAT | 35 | 0.409 | 125421 | 49212 | Distributed from 923 Generation And Fuel | 1994 |  | BPAT | Bonneville Power Administration | 46.4661 | -122.1097 | Washington | 0 | 0 | 0 | 0 | 0 | 0 | 0 | 35 | 0 | 0 | 0
WAT | 35 | 0.409 | 125421 | 49212 | Distributed from 923 Generation And Fuel | 1994 |  | BPAT | Bonneville Power Administration | 46.4661 | -122.1097 | Washington | 0 | 0 | 0 | 0 | 0 | 0 | 0 | 35 | 0 | 0 | 0
WAT | 21.6 | 0.489 | 92517 | 36301.5 | Distributed from 923 Generation And Fuel | 1926 |  | TPWR | City of Tacoma - (WA) | 47.4181 | -123.2252 | Washington | 0 | 0 | 0 | 0 | 0 | 0 | 0 | 21.6 | 0 | 0 | 0
WAT | 21.6 | 0.489 | 92517 | 36301.5 | Distributed from 923 Generation And Fuel | 1926 |  | TPWR | City of Tacoma - (WA) | 47.4181 | -123.2252 | Washington | 0 | 0 | 0 | 0 | 0 | 0 | 0 | 21.6 | 0 | 0 | 0
WAT | 27 | 0.433 | 102406.596 | 40181.809 | Distributed from 923 Generation And Fuel | 1930 |  | TPWR | City of Tacoma - (WA) | 47.3698 | -123.1603 | Washington | 0 | 0 | 0 | 0 | 0 | 0 | 0 | 27 | 0 | 0 | 0
WAT | 27 | 0.433 | 102406.596 | 40181.809 | Distributed from 923 Generation And Fuel | 1931 |  | TPWR | City of Tacoma - (WA) | 47.3698 | -123.1603 | Washington | 0 | 0 | 0 | 0 | 0 | 0 | 0 | 27 | 0 | 0 | 0
WAT | 27 | 0.433 | 102406.596 | 40181.809 | Distributed from 923 Generation And Fuel | 1952 |  | TPWR | City of Tacoma - (WA) | 47.3698 | -123.1603 | Washington | 0 | 0 | 0 | 0 | 0 | 0 | 0 | 27 | 0 | 0 | 0
WAT | 1.8 | 0.433 | 6827.106 | 2678.787 | Distributed from 923 Generation And Fuel | 2013 |  | TPWR | City of Tacoma - (WA) | 47.3698 | -123.1603 | Washington | 0 | 0 | 0 | 0 | 0 | 0 | 0 | 1.8 | 0 | 0 | 0
WAT | 1.8 | 0.433 | 6827.106 | 2678.787 | Distributed from 923 Generation And Fuel | 2013 |  | TPWR | City of Tacoma - (WA) | 47.3698 | -123.1603 | Washington | 0 | 0 | 0 | 0 | 0 | 0 | 0 | 1.8 | 0 | 0 | 0
WDS | 4.5 | 0.484 | 19086 | 7907.306 | EIA-923 Generator File | 2007 |  | BPAT | 4-County Electric Power Assn | 48.2697 | -121.6 | Washington | 0 | 0 | 0 | 0 | 0 | 0 | 0 | 0 | 0 | 4.5 | 0
WAT | 90 | 0.544 | 428850.493 | 168270.395 | Distributed from 923 Generation And Fuel | 1937 |  | SCL | City of Seattle - (WA) | 48.7139 | -121.1317 | Washington | 0 | 0 | 0 | 0 | 0 | 0 | 0 | 90 | 0 | 0 | 0
WAT | 90 | 0.544 | 428850.493 | 168270.395 | Distributed from 923 Generation And Fuel | 1936 |  | SCL | City of Seattle - (WA) | 48.7139 | -121.1317 | Washington | 0 | 0 | 0 | 0 | 0 | 0 | 0 | 90 | 0 | 0 | 0
WAT | 1.2 | 0.544 | 5718.007 | 2243.605 | Distributed from 923 Generation And Fuel | 1936 |  | SCL | City of Seattle - (WA) | 48.7139 | -121.1317 | Washington | 0 | 0 | 0 | 0 | 0 | 0 | 0 | 1.2 | 0 | 0 | 0
WAT | 1.2 | 0.544 | 5718.007 | 2243.605 | Distributed from 923 Generation And Fuel | 1936 |  | SCL | City of Seattle - (WA) | 48.7139 | -121.1317 | Washington | 0 | 0 | 0 | 0 | 0 | 0 | 0 | 1.2 | 0 | 0 | 0
WAT | 2.5 | 0.056 | 1235 | 485 | Distributed from 923 Generation And Fuel | 1942 |  | BPAT | Bonneville Power Administration | 46.4492 | -120.5342 | Washington | 0 | 0 | 0 | 0 | 0 | 0 | 0 | 2.5 | 0 | 0 | 0
WAT | 2.2 | 0.291 | 5604 | 2199 | Distributed from 923 Generation And Fuel | 1983 |  | BPAT | Bonneville Power Administration | 46.3784 | -119.2545 | Washington | 0 | 0 | 0 | 0 | 0 | 0 | 0 | 2.2 | 0 | 0 | 0
WND | 176.9 | 0.246 | 381650 | 154232 | Distributed from 923 Generation And Fuel | 2001 |  | BPAT | Bonneville Power Administration | 46.06 | -118.917 | Washington | 0 | 0 | 0 | 0 | 176.9 | 0 | 0 | 0 | 0 | 0 | 0
NG | 192 | 0.321 | 539706 | 387666 | EIA-923 Generator File | 2002 |  | BPAT | Bonneville Power Administration | 47.0861 | -122.3657 | Washington | 192 | 0 | 0 | 0 | 0 | 0 | 0 | 0 | 0 | 0 | 0
NG | 126.3 | 0.269 | 297856 | 216893 | EIA-923 Generator File | 2002 |  | BPAT | Bonneville Power Administration | 47.0861 | -122.3657 | Washington | 126.3 | 0 | 0 | 0 | 0 | 0 | 0 | 0 | 0 | 0 | 0
NG | 170 | 0.434 | 646659 | 294606 | EIA-923 Generator File | 2004 |  | BPAT | PUD No 1 of Klickitat County | 45.8114 | -120.833 | Washington | 170 | 0 | 0 | 0 | 0 | 0 | 0 | 0 | 0 | 0 | 0
NG | 114.3 | 0.357 | 357388 | 166596 | EIA-923 Generator File | 2004 |  | BPAT | PUD No 1 of Klickitat County | 45.8114 | -120.833 | Washington | 114.3 | 0 | 0 | 0 | 0 | 0 | 0 | 0 | 0 | 0 | 0
WAT | 36.8 | 0.57 | 183817.686 | 63195.168 | Distributed from 923 Generation And Fuel | 1924 |  | SCL | City of Seattle - (WA) | 48.6981 | -121.2086 | Washington | 0 | 0 | 0 | 0 | 0 | 0 | 0 | 36.8 | 0 | 0 | 0
WAT | 36.8 | 0.57 | 183817.686 | 63195.168 | Distributed from 923 Generation And Fuel | 1924 |  | SCL | City of Seattle - (WA) | 48.6981 | -121.2086 | Washington | 0 | 0 | 0 | 0 | 0 | 0 | 0 | 36.8 | 0 | 0 | 0
WAT | 36.8 | 0.57 | 183817.686 | 63195.168 | Distributed from 923 Generation And Fuel | 1929 |  | SCL | City of Seattle - (WA) | 48.6981 | -121.2086 | Washington | 0 | 0 | 0 | 0 | 0 | 0 | 0 | 36.8 | 0 | 0 | 0
WAT | 96.9 | 0.57 | 484019.941 | 166402.495 | Distributed from 923 Generation And Fuel | 1951 |  | SCL | City of Seattle - (WA) | 48.6981 | -121.2086 | Washington | 0 | 0 | 0 | 0 | 0 | 0 | 0 | 96.9 | 0 | 0 | 0
WAT | 125 | 0.334 | 365931.678 | 151656.563 | Distributed from 923 Generation And Fuel | 1942 |  | BPAT | Bonneville Power Administration | 47.9575 | -118.9773 | Washington | 0 | 0 | 0 | 0 | 0 | 0 | 0 | 125 | 0 | 0 | 0
WAT | 125 | 0.334 | 365931.678 | 151656.563 | Distributed from 923 Generation And Fuel | 1951 |  | BPAT | Bonneville Power Administration | 47.9575 | -118.9773 | Washington | 0 | 0 | 0 | 0 | 0 | 0 | 0 | 125 | 0 | 0 | 0
WAT | 125 | 0.334 | 365931.678 | 151656.563 | Distributed from 923 Generation And Fuel | 1951 |  | BPAT | Bonneville Power Administration | 47.9575 | -118.9773 | Washington | 0 | 0 | 0 | 0 | 0 | 0 | 0 | 125 | 0 | 0 | 0
WAT | 125 | 0.334 | 365931.678 | 151656.563 | Distributed from 923 Generation And Fuel | 1951 |  | BPAT | Bonneville Power Administration | 47.9575 | -118.9773 | Washington | 0 | 0 | 0 | 0 | 0 | 0 | 0 | 125 | 0 | 0 | 0
WAT | 125 | 0.334 | 365931.678 | 151656.563 | Distributed from 923 Generation And Fuel | 1950 |  | BPAT | Bonneville Power Administration | 47.9575 | -118.9773 | Washington | 0 | 0 | 0 | 0 | 0 | 0 | 0 | 125 | 0 | 0 | 0
WAT | 125 | 0.334 | 365931.678 | 151656.563 | Distributed from 923 Generation And Fuel | 1950 |  | BPAT | Bonneville Power Administration | 47.9575 | -118.9773 | Washington | 0 | 0 | 0 | 0 | 0 | 0 | 0 | 125 | 0 | 0 | 0
WAT | 125 | 0.334 | 365931.678 | 151656.563 | Distributed from 923 Generation And Fuel | 1950 |  | BPAT | Bonneville Power Administration | 47.9575 | -118.9773 | Washington | 0 | 0 | 0 | 0 | 0 | 0 | 0 | 125 | 0 | 0 | 0
WAT | 125 | 0.334 | 365931.678 | 151656.563 | Distributed from 923 Generation And Fuel | 1949 |  | BPAT | Bonneville Power Administration | 47.9575 | -118.9773 | Washington | 0 | 0 | 0 | 0 | 0 | 0 | 0 | 125 | 0 | 0 | 0
WAT | 125 | 0.334 | 365931.678 | 151656.563 | Distributed from 923 Generation And Fuel | 1949 |  | BPAT | Bonneville Power Administration | 47.9575 | -118.9773 | Washington | 0 | 0 | 0 | 0 | 0 | 0 | 0 | 125 | 0 | 0 | 0
WAT | 125 | 0.334 | 365931.678 | 151656.563 | Distributed from 923 Generation And Fuel | 1949 |  | BPAT | Bonneville Power Administration | 47.9575 | -118.9773 | Washington | 0 | 0 | 0 | 0 | 0 | 0 | 0 | 125 | 0 | 0 | 0
WAT | 600 | 0.334 | 1756472.055 | 727951.501 | Distributed from 923 Generation And Fuel | 1975 |  | BPAT | Bonneville Power Administration | 47.9575 | -118.9773 | Washington | 0 | 0 | 0 | 0 | 0 | 0 | 0 | 600 | 0 | 0 | 0
WAT | 125 | 0.334 | 365931.678 | 151656.563 | Distributed from 923 Generation And Fuel | 1942 |  | BPAT | Bonneville Power Administration | 47.9575 | -118.9773 | Washington | 0 | 0 | 0 | 0 | 0 | 0 | 0 | 125 | 0 | 0 | 0
WAT | 600 | 0.334 | 1756472.055 | 727951.501 | Distributed from 923 Generation And Fuel | 1976 |  | BPAT | Bonneville Power Administration | 47.9575 | -118.9773 | Washington | 0 | 0 | 0 | 0 | 0 | 0 | 0 | 600 | 0 | 0 | 0
WAT | 600 | 0.334 | 1756472.055 | 727951.501 | Distributed from 923 Generation And Fuel | 1976 |  | BPAT | Bonneville Power Administration | 47.9575 | -118.9773 | Washington | 0 | 0 | 0 | 0 | 0 | 0 | 0 | 600 | 0 | 0 | 0
WAT | 805 | 0.334 | 2356600.008 | 976668.264 | Distributed from 923 Generation And Fuel | 1978 |  | BPAT | Bonneville Power Administration | 47.9575 | -118.9773 | Washington | 0 | 0 | 0 | 0 | 0 | 0 | 0 | 805 | 0 | 0 | 0
WAT | 805 | 0.334 | 2356600.008 | 976668.264 | Distributed from 923 Generation And Fuel | 1979 |  | BPAT | Bonneville Power Administration | 47.9575 | -118.9773 | Washington | 0 | 0 | 0 | 0 | 0 | 0 | 0 | 805 | 0 | 0 | 0
WAT | 805 | 0.334 | 2356600.008 | 976668.264 | Distributed from 923 Generation And Fuel | 1980 |  | BPAT | Bonneville Power Administration | 47.9575 | -118.9773 | Washington | 0 | 0 | 0 | 0 | 0 | 0 | 0 | 805 | 0 | 0 | 0
WAT | 125 | 0.334 | 365931.678 | 151656.563 | Distributed from 923 Generation And Fuel | 1941 |  | BPAT | Bonneville Power Administration | 47.9575 | -118.9773 | Washington | 0 | 0 | 0 | 0 | 0 | 0 | 0 | 125 | 0 | 0 | 0
WAT | 125 | 0.334 | 365931.678 | 151656.563 | Distributed from 923 Generation And Fuel | 1944 |  | BPAT | Bonneville Power Administration | 47.9575 | -118.9773 | Washington | 0 | 0 | 0 | 0 | 0 | 0 | 0 | 125 | 0 | 0 | 0
WAT | 125 | 0.334 | 365931.678 | 151656.563 | Distributed from 923 Generation And Fuel | 1943 |  | BPAT | Bonneville Power Administration | 47.9575 | -118.9773 | Washington | 0 | 0 | 0 | 0 | 0 | 0 | 0 | 125 | 0 | 0 | 0
WAT | 125 | 0.334 | 365931.678 | 151656.563 | Distributed from 923 Generation And Fuel | 1943 |  | BPAT | Bonneville Power Administration | 47.9575 | -118.9773 | Washington | 0 | 0 | 0 | 0 | 0 | 0 | 0 | 125 | 0 | 0 | 0
WAT | 125 | 0.334 | 365931.678 | 151656.563 | Distributed from 923 Generation And Fuel | 1947 |  | BPAT | Bonneville Power Administration | 47.9575 | -118.9773 | Washington | 0 | 0 | 0 | 0 | 0 | 0 | 0 | 125 | 0 | 0 | 0
WAT | 125 | 0.334 | 365931.678 | 151656.563 | Distributed from 923 Generation And Fuel | 1943 |  | BPAT | Bonneville Power Administration | 47.9575 | -118.9773 | Washington | 0 | 0 | 0 | 0 | 0 | 0 | 0 | 125 | 0 | 0 | 0
WAT | 125 | 0.334 | 365931.678 | 151656.563 | Distributed from 923 Generation And Fuel | 1948 |  | BPAT | Bonneville Power Administration | 47.9575 | -118.9773 | Washington | 0 | 0 | 0 | 0 | 0 | 0 | 0 | 125 | 0 | 0 | 0
WAT | 10 | 0.334 | 29274.534 | 12132.525 | Distributed from 923 Generation And Fuel | 1941 |  | BPAT | Bonneville Power Administration | 47.9575 | -118.9773 | Washington | 0 | 0 | 0 | 0 | 0 | 0 | 0 | 10 | 0 | 0 | 0
WAT | 10 | 0.334 | 29274.534 | 12132.525 | Distributed from 923 Generation And Fuel | 1941 |  | BPAT | Bonneville Power Administration | 47.9575 | -118.9773 | Washington | 0 | 0 | 0 | 0 | 0 | 0 | 0 | 10 | 0 | 0 | 0
WAT | 10 | 0.334 | 29274.534 | 12132.525 | Distributed from 923 Generation And Fuel | 1951 |  | BPAT | Bonneville Power Administration | 47.9575 | -118.9773 | Washington | 0 | 0 | 0 | 0 | 0 | 0 | 0 | 10 | 0 | 0 | 0
WAT | 53.5 |  | -394.946 | -163.226 | Data from EIA-923 Generator File overwritten with distributed data from EIA-923 Generation and Fuel | 1983 |  | BPAT | Bonneville Power Administration | 47.9575 | -118.9773 | Washington | 0 | 0 | 0 | 0 | 0 | 0 | 0 | 53.5 | 0 | 0 | 0
WAT | 53.5 |  | -394.946 | -163.226 | Data from EIA-923 Generator File overwritten with distributed data from EIA-923 Generation and Fuel | 1983 |  | BPAT | Bonneville Power Administration | 47.9575 | -118.9773 | Washington | 0 | 0 | 0 | 0 | 0 | 0 | 0 | 53.5 | 0 | 0 | 0
WAT | 53.5 |  | -394.946 | -163.226 | Data from EIA-923 Generator File overwritten with distributed data from EIA-923 Generation and Fuel | 1984 |  | BPAT | Bonneville Power Administration | 47.9575 | -118.9773 | Washington | 0 | 0 | 0 | 0 | 0 | 0 | 0 | 53.5 | 0 | 0 | 0
WAT | 50 |  | -369.108 | -152.548 | Data from EIA-923 Generator File overwritten with distributed data from EIA-923 Generation and Fuel | 1973 |  | BPAT | Bonneville Power Administration | 47.9575 | -118.9773 | Washington | 0 | 0 | 0 | 0 | 0 | 0 | 0 | 50 | 0 | 0 | 0
WAT | 50 |  | -369.108 | -152.548 | Data from EIA-923 Generator File overwritten with distributed data from EIA-923 Generation and Fuel | 1973 |  | BPAT | Bonneville Power Administration | 47.9575 | -118.9773 | Washington | 0 | 0 | 0 | 0 | 0 | 0 | 0 | 50 | 0 | 0 | 0
WAT | 53.5 |  | -394.946 | -163.226 | Data from EIA-923 Generator File overwritten with distributed data from EIA-923 Generation and Fuel | 1983 |  | BPAT | Bonneville Power Administration | 47.9575 | -118.9773 | Washington | 0 | 0 | 0 | 0 | 0 | 0 | 0 | 53.5 | 0 | 0 | 0
NG | 198.9 | 0.494 | 861258 | 456835 | EIA-923 Generator File | 2008 |  | BPAT | Bonneville Power Administration | 46.9692 | -123.48 | Washington | 198.9 | 0 | 0 | 0 | 0 | 0 | 0 | 0 | 0 | 0 | 0
NG | 198.9 | 0.516 | 899677 | 479135 | EIA-923 Generator File | 2008 |  | BPAT | Bonneville Power Administration | 46.9692 | -123.48 | Washington | 198.9 | 0 | 0 | 0 | 0 | 0 | 0 | 0 | 0 | 0 | 0
NG | 300 | 0.402 | 1057357 | 577250 | EIA-923 Generator File | 2008 |  | BPAT | Bonneville Power Administration | 46.9692 | -123.48 | Washington | 300 | 0 | 0 | 0 | 0 | 0 | 0 | 0 | 0 | 0 | 0
WAT | 47.5 | 0.494 | 205552.214 | 80653.555 | Distributed from 923 Generation And Fuel | 1984 |  | BPAT | PUD 1 of Snohomish County | 47.9084 | -121.8144 | Washington | 0 | 0 | 0 | 0 | 0 | 0 | 0 | 47.5 | 0 | 0 | 0
WAT | 47.5 | 0.494 | 205552.214 | 80653.555 | Distributed from 923 Generation And Fuel | 1984 |  | BPAT | PUD 1 of Snohomish County | 47.9084 | -121.8144 | Washington | 0 | 0 | 0 | 0 | 0 | 0 | 0 | 47.5 | 0 | 0 | 0
WAT | 8.4 | 0.494 | 36350.286 | 14262.945 | Distributed from 923 Generation And Fuel | 1984 |  | BPAT | PUD 1 of Snohomish County | 47.9084 | -121.8144 | Washington | 0 | 0 | 0 | 0 | 0 | 0 | 0 | 8.4 | 0 | 0 | 0
WAT | 8.4 | 0.494 | 36350.286 | 14262.945 | Distributed from 923 Generation And Fuel | 1984 |  | BPAT | PUD 1 of Snohomish County | 47.9084 | -121.8144 | Washington | 0 | 0 | 0 | 0 | 0 | 0 | 0 | 8.4 | 0 | 0 | 0
WND | 98.9 | 0.302 | 261218 | 124971 | Distributed from 923 Generation And Fuel | 2009 |  | BPAT | PUD No 1 of Klickitat County | 45.8131 | -120.3475 | Washington | 0 | 0 | 0 | 0 | 98.9 | 0 | 0 | 0 | 0 | 0 | 0
WND | 149.4 | 0.303 | 395986.322 | 154870.368 | Distributed from 923 Generation And Fuel | 2005 |  | BPAT | Bonneville Power Administration | 46.4211 | -117.8331 | Washington | 0 | 0 | 0 | 0 | 149.4 | 0 | 0 | 0 | 0 | 0 | 0
WND | 7.2 | 0.303 | 19083.678 | 7463.632 | Distributed from 923 Generation And Fuel | 2008 |  | BPAT | Bonneville Power Administration | 46.4211 | -117.8331 | Washington | 0 | 0 | 0 | 0 | 7.2 | 0 | 0 | 0 | 0 | 0 | 0
WAT | 90 | 0.316 | 248946.567 | 79383.134 | Distributed from 923 Generation And Fuel | 1962 |  | BPAT | Bonneville Power Administration | 46.2498 | -118.8798 | Washington | 0 | 0 | 0 | 0 | 0 | 0 | 0 | 90 | 0 | 0 | 0
WAT | 90 | 0.316 | 248946.567 | 79383.134 | Distributed from 923 Generation And Fuel | 1962 |  | BPAT | Bonneville Power Administration | 46.2498 | -118.8798 | Washington | 0 | 0 | 0 | 0 | 0 | 0 | 0 | 90 | 0 | 0 | 0
WAT | 111 | 0.316 | 307034.1 | 97905.866 | Distributed from 923 Generation And Fuel | 1975 |  | BPAT | Bonneville Power Administration | 46.2498 | -118.8798 | Washington | 0 | 0 | 0 | 0 | 0 | 0 | 0 | 111 | 0 | 0 | 0
WAT | 111 | 0.316 | 307034.1 | 97905.866 | Distributed from 923 Generation And Fuel | 1976 |  | BPAT | Bonneville Power Administration | 46.2498 | -118.8798 | Washington | 0 | 0 | 0 | 0 | 0 | 0 | 0 | 111 | 0 | 0 | 0
WND | 151.2 | 0.243 | 322142 | 147343 | Distributed from 923 Generation And Fuel | 2011 |  | BPAT | Bonneville Power Administration | 45.9215 | -120.2355 | Washington | 0 | 0 | 0 | 0 | 151.2 | 0 | 0 | 0 | 0 | 0 | 0
WAT | 6 | 0.675 | 35460.469 | 13913.812 | Distributed from 923 Generation And Fuel | 1912 |  | TPWR | City of Tacoma - (WA) | 46.8328 | -122.3196 | Washington | 0 | 0 | 0 | 0 | 0 | 0 | 0 | 6 | 0 | 0 | 0
WAT | 6 | 0.675 | 35460.469 | 13913.812 | Distributed from 923 Generation And Fuel | 1912 |  | TPWR | City of Tacoma - (WA) | 46.8328 | -122.3196 | Washington | 0 | 0 | 0 | 0 | 0 | 0 | 0 | 6 | 0 | 0 | 0
WAT | 6 | 0.675 | 35460.469 | 13913.812 | Distributed from 923 Generation And Fuel | 1912 |  | TPWR | City of Tacoma - (WA) | 46.8328 | -122.3196 | Washington | 0 | 0 | 0 | 0 | 0 | 0 | 0 | 6 | 0 | 0 | 0
WAT | 6 | 0.675 | 35460.469 | 13913.812 | Distributed from 923 Generation And Fuel | 1912 |  | TPWR | City of Tacoma - (WA) | 46.8328 | -122.3196 | Washington | 0 | 0 | 0 | 0 | 0 | 0 | 0 | 6 | 0 | 0 | 0
WAT | 40 | 0.675 | 236403.125 | 92758.75 | Distributed from 923 Generation And Fuel | 1945 |  | TPWR | City of Tacoma - (WA) | 46.8328 | -122.3196 | Washington | 0 | 0 | 0 | 0 | 0 | 0 | 0 | 40 | 0 | 0 | 0
WAT | 0.2 | 0.49 | 858 | 336.714 | Distributed from 923 Generation And Fuel | 1986 |  | BPAT | PUD No 1 of Mason County | 47.4706 | -123.1153 | Washington | 0 | 0 | 0 | 0 | 0 | 0 | 0 | 0.2 | 0 | 0 | 0
WAT | 0.2 | 0.49 | 858 | 336.714 | Distributed from 923 Generation And Fuel | 1986 |  | BPAT | PUD No 1 of Mason County | 47.4706 | -123.1153 | Washington | 0 | 0 | 0 | 0 | 0 | 0 | 0 | 0.2 | 0 | 0 | 0
WAT | 0.2 | 0.49 | 858 | 336.714 | Distributed from 923 Generation And Fuel | 1986 |  | BPAT | PUD No 1 of Mason County | 47.4706 | -123.1153 | Washington | 0 | 0 | 0 | 0 | 0 | 0 | 0 | 0.2 | 0 | 0 | 0
WAT | 0.2 | 0.49 | 858 | 336.714 | Distributed from 923 Generation And Fuel | 1986 |  | BPAT | PUD No 1 of Mason County | 47.4706 | -123.1153 | Washington | 0 | 0 | 0 | 0 | 0 | 0 | 0 | 0.2 | 0 | 0 | 0
WAT | 0.2 | 0.49 | 858 | 336.714 | Distributed from 923 Generation And Fuel | 1986 |  | BPAT | PUD No 1 of Mason County | 47.4706 | -123.1153 | Washington | 0 | 0 | 0 | 0 | 0 | 0 | 0 | 0.2 | 0 | 0 | 0
WAT | 0.2 | 0.49 | 858 | 336.714 | Distributed from 923 Generation And Fuel | 1986 |  | BPAT | PUD No 1 of Mason County | 47.4706 | -123.1153 | Washington | 0 | 0 | 0 | 0 | 0 | 0 | 0 | 0.2 | 0 | 0 | 0
WAT | 0.2 | 0.49 | 858 | 336.714 | Distributed from 923 Generation And Fuel | 1986 |  | BPAT | PUD No 1 of Mason County | 47.4706 | -123.1153 | Washington | 0 | 0 | 0 | 0 | 0 | 0 | 0 | 0.2 | 0 | 0 | 0
WND | 50 | 0.325 | 142458 | 70567 | Distributed from 923 Generation And Fuel | 2010 |  | BPAT | Bonneville Power Administration | 45.7442 | -120.7836 | Washington | 0 | 0 | 0 | 0 | 50 | 0 | 0 | 0 | 0 | 0 | 0
WAT | 135 | 0.287 | 339918 | 130260.333 | Distributed from 923 Generation And Fuel | 1970 |  | BPAT | Bonneville Power Administration | 46.5838 | -118.0273 | Washington | 0 | 0 | 0 | 0 | 0 | 0 | 0 | 135 | 0 | 0 | 0
WAT | 135 | 0.287 | 339918 | 130260.333 | Distributed from 923 Generation And Fuel | 1970 |  | BPAT | Bonneville Power Administration | 46.5838 | -118.0273 | Washington | 0 | 0 | 0 | 0 | 0 | 0 | 0 | 135 | 0 | 0 | 0
WAT | 135 | 0.287 | 339918 | 130260.333 | Distributed from 923 Generation And Fuel | 1971 |  | BPAT | Bonneville Power Administration | 46.5838 | -118.0273 | Washington | 0 | 0 | 0 | 0 | 0 | 0 | 0 | 135 | 0 | 0 | 0
WAT | 135 | 0.287 | 339918 | 130260.333 | Distributed from 923 Generation And Fuel | 1978 |  | BPAT | Bonneville Power Administration | 46.5838 | -118.0273 | Washington | 0 | 0 | 0 | 0 | 0 | 0 | 0 | 135 | 0 | 0 | 0
WAT | 135 | 0.287 | 339918 | 130260.333 | Distributed from 923 Generation And Fuel | 1978 |  | BPAT | Bonneville Power Administration | 46.5838 | -118.0273 | Washington | 0 | 0 | 0 | 0 | 0 | 0 | 0 | 135 | 0 | 0 | 0
WAT | 135 | 0.287 | 339918 | 130260.333 | Distributed from 923 Generation And Fuel | 1978 |  | BPAT | Bonneville Power Administration | 46.5838 | -118.0273 | Washington | 0 | 0 | 0 | 0 | 0 | 0 | 0 | 135 | 0 | 0 | 0
BLQ | 10 | 0 | 0 | 0 | EIA-923 Generator File | 1949 |  | BPAT | PUD No 1 of Cowlitz County | 46.1039 | -122.9184 | Washington | 0 | 0 | 0 | 0 | 0 | 0 | 0 | 0 | 0 | 10 | 0
BLQ | 20 | 0.769 | 134707 | 49126 | EIA-923 Generator File | 1958 |  | BPAT | PUD No 1 of Cowlitz County | 46.1039 | -122.9184 | Washington | 0 | 0 | 0 | 0 | 0 | 0 | 0 | 0 | 0 | 20 | 0
BLQ | 25 | 0.751 | 164451 | 68087 | EIA-923 Generator File | 1966 |  | BPAT | PUD No 1 of Cowlitz County | 46.1039 | -122.9184 | Washington | 0 | 0 | 0 | 0 | 0 | 0 | 0 | 0 | 0 | 25 | 0
WAT | 135 | 0.297 | 350684 | 129335.833 | Distributed from 923 Generation And Fuel | 1975 |  | BPAT | Bonneville Power Administration | 46.6595 | -117.4294 | Washington | 0 | 0 | 0 | 0 | 0 | 0 | 0 | 135 | 0 | 0 | 0
WAT | 135 | 0.297 | 350684 | 129335.833 | Distributed from 923 Generation And Fuel | 1978 |  | BPAT | Bonneville Power Administration | 46.6595 | -117.4294 | Washington | 0 | 0 | 0 | 0 | 0 | 0 | 0 | 135 | 0 | 0 | 0
WAT | 135 | 0.297 | 350684 | 129335.833 | Distributed from 923 Generation And Fuel | 1978 |  | BPAT | Bonneville Power Administration | 46.6595 | -117.4294 | Washington | 0 | 0 | 0 | 0 | 0 | 0 | 0 | 135 | 0 | 0 | 0
WAT | 135 | 0.297 | 350684 | 129335.833 | Distributed from 923 Generation And Fuel | 1978 |  | BPAT | Bonneville Power Administration | 46.6595 | -117.4294 | Washington | 0 | 0 | 0 | 0 | 0 | 0 | 0 | 135 | 0 | 0 | 0
WAT | 135 | 0.28 | 331188.5 | 107064.5 | Distributed from 923 Generation And Fuel | 1969 |  | BPAT | Bonneville Power Administration | 46.5635 | -118.5397 | Washington | 0 | 0 | 0 | 0 | 0 | 0 | 0 | 135 | 0 | 0 | 0
WAT | 135 | 0.28 | 331188.5 | 107064.5 | Distributed from 923 Generation And Fuel | 1970 |  | BPAT | Bonneville Power Administration | 46.5635 | -118.5397 | Washington | 0 | 0 | 0 | 0 | 0 | 0 | 0 | 135 | 0 | 0 | 0
WAT | 135 | 0.28 | 331188.5 | 107064.5 | Distributed from 923 Generation And Fuel | 1979 |  | BPAT | Bonneville Power Administration | 46.5635 | -118.5397 | Washington | 0 | 0 | 0 | 0 | 0 | 0 | 0 | 135 | 0 | 0 | 0
WAT | 135 | 0.28 | 331188.5 | 107064.5 | Distributed from 923 Generation And Fuel | 1979 |  | BPAT | Bonneville Power Administration | 46.5635 | -118.5397 | Washington | 0 | 0 | 0 | 0 | 0 | 0 | 0 | 135 | 0 | 0 | 0
WAT | 135 | 0.28 | 331188.5 | 107064.5 | Distributed from 923 Generation And Fuel | 1979 |  | BPAT | Bonneville Power Administration | 46.5635 | -118.5397 | Washington | 0 | 0 | 0 | 0 | 0 | 0 | 0 | 135 | 0 | 0 | 0
WND | 342.7 | 0.288 | 865023 | 355298 | Distributed from 923 Generation And Fuel | 2012 |  | BPAT | Bonneville Power Administration | 46.5242 | -117.8217 | Washington | 0 | 0 | 0 | 0 | 342.7 | 0 | 0 | 0 | 0 | 0 | 0
WAT | 40.5 | 0.553 | 196200.25 | 76984.25 | Distributed from 923 Generation And Fuel | 1983 |  | TPWR | City of Tacoma - (WA) | 46.5035 | -122.5885 | Washington | 0 | 0 | 0 | 0 | 0 | 0 | 0 | 40.5 | 0 | 0 | 0
WAT | 40.5 | 0.553 | 196200.25 | 76984.25 | Distributed from 923 Generation And Fuel | 1963 |  | TPWR | City of Tacoma - (WA) | 46.5035 | -122.5885 | Washington | 0 | 0 | 0 | 0 | 0 | 0 | 0 | 40.5 | 0 | 0 | 0
WAT | 40.5 | 0.553 | 196200.25 | 76984.25 | Distributed from 923 Generation And Fuel | 1963 |  | TPWR | City of Tacoma - (WA) | 46.5035 | -122.5885 | Washington | 0 | 0 | 0 | 0 | 0 | 0 | 0 | 40.5 | 0 | 0 | 0
WAT | 40.5 | 0.553 | 196200.25 | 76984.25 | Distributed from 923 Generation And Fuel | 1963 |  | TPWR | City of Tacoma - (WA) | 46.5035 | -122.5885 | Washington | 0 | 0 | 0 | 0 | 0 | 0 | 0 | 40.5 | 0 | 0 | 0
WAT | 10 | 0 | 0 | 0 | Distributed from 923 Generation And Fuel | 1997 |  | BPAT | Bonneville Power Administration | 45.94 | -119.2991 | Washington | 0 | 0 | 0 | 0 | 0 | 0 | 0 | 10 | 0 | 0 | 0
MWH | 1 |  | -28 | -12.62 | Data from EIA-923 Generator File overwritten with distributed data from EIA-923 Generation and Fuel | 2015 |  | BPAT | PUD 1 of Snohomish County | 47.9362 | -122.2469 | Washington | 0 | 0 | 0 | 0 | 0 | 0 | 0 | 0 | 0 | 1 | 0
MWH | 1 |  | -28 | -12.62 | Data from EIA-923 Generator File overwritten with distributed data from EIA-923 Generation and Fuel | 2016 |  | BPAT | PUD 1 of Snohomish County | 47.9362 | -122.2469 | Washington | 0 | 0 | 0 | 0 | 0 | 0 | 0 | 0 | 0 | 1 | 0
NG | 133 | 0.378 | 440542 | 276591 | EIA-923 Generator File | 2008 |  | BPAT | Bonneville Power Administration | 46.1388 | -122.9855 | Washington | 133 | 0 | 0 | 0 | 0 | 0 | 0 | 0 | 0 | 0 | 0
NG | 186 | 0.379 | 617406 | 371790 | EIA-923 Generator File | 2008 |  | BPAT | Bonneville Power Administration | 46.1388 | -122.9855 | Washington | 186 | 0 | 0 | 0 | 0 | 0 | 0 | 0 | 0 | 0 | 0
WAT | 150 | 0.457 | 601068 | 163109.5 | Distributed from 923 Generation And Fuel | 1968 |  | TPWR | City of Tacoma - (WA) | 46.5347 | -122.4247 | Washington | 0 | 0 | 0 | 0 | 0 | 0 | 0 | 150 | 0 | 0 | 0
WAT | 150 | 0.457 | 601068 | 163109.5 | Distributed from 923 Generation And Fuel | 1968 |  | TPWR | City of Tacoma - (WA) | 46.5347 | -122.4247 | Washington | 0 | 0 | 0 | 0 | 0 | 0 | 0 | 150 | 0 | 0 | 0
WAT | 2.3 |  | -60 | -23.542 | Data from EIA-923 Generator File overwritten with distributed data from EIA-923 Generation and Fuel | 1970 |  | SCL | City of Seattle - (WA) | 48.6759 | -121.2408 | Washington | 0 | 0 | 0 | 0 | 0 | 0 | 0 | 2.3 | 0 | 0 | 0
WND | 95.9 | 0.293 | 245759 | 87633 | Distributed from 923 Generation And Fuel | 2002 |  | BPAT | PUD No 1 of Benton County | 46.0958 | -119.0964 | Washington | 0 | 0 | 0 | 0 | 95.9 | 0 | 0 | 0 | 0 | 0 | 0
BLQ | 8 | 0.617 | 43246.753 | 17445 | EIA-923 Generator File | 1948 |  | BPAT | PUD No 1 of Cowlitz County | 46.1236 | -122.9728 | Washington | 0 | 0 | 0 | 0 | 0 | 0 | 0 | 0 | 0 | 8 | 0
BLQ | 5 | 0.82 | 35906.95 | 13376 | EIA-923 Generator File | 1948 |  | BPAT | PUD No 1 of Cowlitz County | 46.1236 | -122.9728 | Washington | 0 | 0 | 0 | 0 | 0 | 0 | 0 | 0 | 0 | 5 | 0
BLQ | 18 | 0.609 | 96039.427 | 40042 | EIA-923 Generator File | 1954 |  | BPAT | PUD No 1 of Cowlitz County | 46.1236 | -122.9728 | Washington | 0 | 0 | 0 | 0 | 0 | 0 | 0 | 0 | 0 | 18 | 0
WDS | 31.4 | 0.396 | 108870.25 | 35818 | EIA-923 Generator File | 1976 |  | BPAT | PUD No 1 of Cowlitz County | 46.1236 | -122.9728 | Washington | 0 | 0 | 0 | 0 | 0 | 0 | 0 | 0 | 0 | 31.4 | 0
WDS | 20 | 0.337 | 58989 | 26757 | EIA-923 Generator File | 2013 |  | BPAT | Bonneville Power Administration | 48.1347 | -123.4656 | Washington | 0 | 0 | 0 | 0 | 0 | 0 | 0 | 0 | 0 | 20 | 0
WAT | 27.5 | 0.401 | 96505 | 37866 | Distributed from 923 Generation And Fuel | 1964 |  | BPAT | PUD No 1 of Lewis County | 46.5958 | -121.5694 | Washington | 0 | 0 | 0 | 0 | 0 | 0 | 0 | 27.5 | 0 | 0 | 0
WAT | 6.6 | 0.368 | 21280 | 8350 | Distributed from 923 Generation And Fuel | 1990 |  | GCPD | PUD No 2 of Grant County | 47.1596 | -119.8963 | Washington | 0 | 0 | 0 | 0 | 0 | 0 | 0 | 6.6 | 0 | 0 | 0
BLQ | 7.5 | 0.473 | 31073.388 | 12721 | EIA-923 Generator File | 1986 |  | BPAT | PUD No 1 of Jefferson County | 48.0931 | -122.7958 | Washington | 0 | 0 | 0 | 0 | 0 | 0 | 0 | 0 | 0 | 7.5 | 0
WAT | 2.3 | 0.449 | 9043 | 3548 | Distributed from 923 Generation And Fuel | 1985 |  | BPAT | Bonneville Power Administration | 46.3785 | -119.2544 | Washington | 0 | 0 | 0 | 0 | 0 | 0 | 0 | 2.3 | 0 | 0 | 0
WAT | 95 | 0.568 | 473054.27 | 181297.201 | Distributed from 923 Generation And Fuel | 1961 |  | BPAT | Bonneville Power Administration | 46.6451 | -119.908 | Washington | 0 | 0 | 0 | 0 | 0 | 0 | 0 | 95 | 0 | 0 | 0
WAT | 95 | 0.568 | 473054.27 | 181297.201 | Distributed from 923 Generation And Fuel | 1959 |  | BPAT | Bonneville Power Administration | 46.6451 | -119.908 | Washington | 0 | 0 | 0 | 0 | 0 | 0 | 0 | 95 | 0 | 0 | 0
WAT | 97.8 | 0.568 | 486996.922 | 186640.697 | Distributed from 923 Generation And Fuel | 1961 |  | BPAT | Bonneville Power Administration | 46.6451 | -119.908 | Washington | 0 | 0 | 0 | 0 | 0 | 0 | 0 | 97.8 | 0 | 0 | 0
WAT | 95 | 0.568 | 473054.27 | 181297.201 | Distributed from 923 Generation And Fuel | 1960 |  | BPAT | Bonneville Power Administration | 46.6451 | -119.908 | Washington | 0 | 0 | 0 | 0 | 0 | 0 | 0 | 95 | 0 | 0 | 0
WAT | 95 | 0.568 | 473054.27 | 181297.201 | Distributed from 923 Generation And Fuel | 1960 |  | BPAT | Bonneville Power Administration | 46.6451 | -119.908 | Washington | 0 | 0 | 0 | 0 | 0 | 0 | 0 | 95 | 0 | 0 | 0
WAT | 95 | 0.568 | 473054.27 | 181297.201 | Distributed from 923 Generation And Fuel | 1960 |  | BPAT | Bonneville Power Administration | 46.6451 | -119.908 | Washington | 0 | 0 | 0 | 0 | 0 | 0 | 0 | 95 | 0 | 0 | 0
WAT | 95 | 0.568 | 473054.27 | 181297.201 | Distributed from 923 Generation And Fuel | 1960 |  | BPAT | Bonneville Power Administration | 46.6451 | -119.908 | Washington | 0 | 0 | 0 | 0 | 0 | 0 | 0 | 95 | 0 | 0 | 0
WAT | 95 | 0.568 | 473054.27 | 181297.201 | Distributed from 923 Generation And Fuel | 1960 |  | BPAT | Bonneville Power Administration | 46.6451 | -119.908 | Washington | 0 | 0 | 0 | 0 | 0 | 0 | 0 | 95 | 0 | 0 | 0
WAT | 95 | 0.568 | 473054.27 | 181297.201 | Distributed from 923 Generation And Fuel | 1959 |  | BPAT | Bonneville Power Administration | 46.6451 | -119.908 | Washington | 0 | 0 | 0 | 0 | 0 | 0 | 0 | 95 | 0 | 0 | 0
WAT | 97.8 | 0.568 | 486996.922 | 186640.697 | Distributed from 923 Generation And Fuel | 1959 |  | BPAT | Bonneville Power Administration | 46.6451 | -119.908 | Washington | 0 | 0 | 0 | 0 | 0 | 0 | 0 | 97.8 | 0 | 0 | 0
WAT | 9.4 | 0.319 | 26235 | 10294 | Distributed from 923 Generation And Fuel | 1985 |  | GCPD | PUD No 2 of Grant County | 46.9825 | -119.2578 | Washington | 0 | 0 | 0 | 0 | 0 | 0 | 0 | 9.4 | 0 | 0 | 0
NG | 248 | 0.663 | 1440649 | 593847 | EIA-923 Generator File | 1997 |  | BPAT | PUD No 1 of Clark County - (WA) | 45.6497 | -122.7256 | Washington | 0 | 248 | 0 | 0 | 0 | 0 | 0 | 0 | 0 | 0 | 0
WAT | 1.2 | 0.484 | 5083.308 | 1974.011 | Distributed from 923 Generation And Fuel | 1931 |  | CHPD | PUD No 1 of Chelan County | 47.3461 | -120.0917 | Washington | 0 | 0 | 0 | 0 | 0 | 0 | 0 | 1.2 | 0 | 0 | 0
WAT | 20.7 | 0.484 | 87687.061 | 34051.697 | Distributed from 923 Generation And Fuel | 1931 |  | CHPD | PUD No 1 of Chelan County | 47.3461 | -120.0917 | Washington | 0 | 0 | 0 | 0 | 0 | 0 | 0 | 20.7 | 0 | 0 | 0
WAT | 22.5 | 0.484 | 95312.023 | 37012.714 | Distributed from 923 Generation And Fuel | 1953 |  | CHPD | PUD No 1 of Chelan County | 47.3461 | -120.0917 | Washington | 0 | 0 | 0 | 0 | 0 | 0 | 0 | 22.5 | 0 | 0 | 0
WAT | 20.7 | 0.484 | 87687.061 | 34051.697 | Distributed from 923 Generation And Fuel | 1931 |  | CHPD | PUD No 1 of Chelan County | 47.3461 | -120.0917 | Washington | 0 | 0 | 0 | 0 | 0 | 0 | 0 | 20.7 | 0 | 0 | 0
WAT | 20.7 | 0.484 | 87687.061 | 34051.697 | Distributed from 923 Generation And Fuel | 1932 |  | CHPD | PUD No 1 of Chelan County | 47.3461 | -120.0917 | Washington | 0 | 0 | 0 | 0 | 0 | 0 | 0 | 20.7 | 0 | 0 | 0
WAT | 20.7 | 0.484 | 87687.061 | 34051.697 | Distributed from 923 Generation And Fuel | 1932 |  | CHPD | PUD No 1 of Chelan County | 47.3461 | -120.0917 | Washington | 0 | 0 | 0 | 0 | 0 | 0 | 0 | 20.7 | 0 | 0 | 0
WAT | 22.5 | 0.484 | 95312.023 | 37012.714 | Distributed from 923 Generation And Fuel | 1952 |  | CHPD | PUD No 1 of Chelan County | 47.3461 | -120.0917 | Washington | 0 | 0 | 0 | 0 | 0 | 0 | 0 | 22.5 | 0 | 0 | 0
WAT | 22.5 | 0.484 | 95312.023 | 37012.714 | Distributed from 923 Generation And Fuel | 1952 |  | CHPD | PUD No 1 of Chelan County | 47.3461 | -120.0917 | Washington | 0 | 0 | 0 | 0 | 0 | 0 | 0 | 22.5 | 0 | 0 | 0
WAT | 22.5 | 0.484 | 95312.023 | 37012.714 | Distributed from 923 Generation And Fuel | 1952 |  | CHPD | PUD No 1 of Chelan County | 47.3461 | -120.0917 | Washington | 0 | 0 | 0 | 0 | 0 | 0 | 0 | 22.5 | 0 | 0 | 0
WAT | 22.5 | 0.484 | 95312.023 | 37012.714 | Distributed from 923 Generation And Fuel | 1953 |  | CHPD | PUD No 1 of Chelan County | 47.3461 | -120.0917 | Washington | 0 | 0 | 0 | 0 | 0 | 0 | 0 | 22.5 | 0 | 0 | 0
WAT | 22.5 | 0.484 | 95312.023 | 37012.714 | Distributed from 923 Generation And Fuel | 1953 |  | CHPD | PUD No 1 of Chelan County | 47.3461 | -120.0917 | Washington | 0 | 0 | 0 | 0 | 0 | 0 | 0 | 22.5 | 0 | 0 | 0
WAT | 51.3 | 0.484 | 217311.413 | 84388.989 | Distributed from 923 Generation And Fuel | 1979 |  | CHPD | PUD No 1 of Chelan County | 47.3461 | -120.0917 | Washington | 0 | 0 | 0 | 0 | 0 | 0 | 0 | 51.3 | 0 | 0 | 0
WAT | 51.3 | 0.484 | 217311.413 | 84388.989 | Distributed from 923 Generation And Fuel | 1979 |  | CHPD | PUD No 1 of Chelan County | 47.3461 | -120.0917 | Washington | 0 | 0 | 0 | 0 | 0 | 0 | 0 | 51.3 | 0 | 0 | 0
WAT | 51.3 | 0.484 | 217311.413 | 84388.989 | Distributed from 923 Generation And Fuel | 1979 |  | CHPD | PUD No 1 of Chelan County | 47.3461 | -120.0917 | Washington | 0 | 0 | 0 | 0 | 0 | 0 | 0 | 51.3 | 0 | 0 | 0
WAT | 51.3 | 0.484 | 217311.413 | 84388.989 | Distributed from 923 Generation And Fuel | 1979 |  | CHPD | PUD No 1 of Chelan County | 47.3461 | -120.0917 | Washington | 0 | 0 | 0 | 0 | 0 | 0 | 0 | 51.3 | 0 | 0 | 0
WAT | 51.3 | 0.484 | 217311.413 | 84388.989 | Distributed from 923 Generation And Fuel | 1978 |  | CHPD | PUD No 1 of Chelan County | 47.3461 | -120.0917 | Washington | 0 | 0 | 0 | 0 | 0 | 0 | 0 | 51.3 | 0 | 0 | 0
WAT | 51.3 | 0.484 | 217311.413 | 84388.989 | Distributed from 923 Generation And Fuel | 1978 |  | CHPD | PUD No 1 of Chelan County | 47.3461 | -120.0917 | Washington | 0 | 0 | 0 | 0 | 0 | 0 | 0 | 51.3 | 0 | 0 | 0
WAT | 51.3 | 0.484 | 217311.413 | 84388.989 | Distributed from 923 Generation And Fuel | 1978 |  | CHPD | PUD No 1 of Chelan County | 47.3461 | -120.0917 | Washington | 0 | 0 | 0 | 0 | 0 | 0 | 0 | 51.3 | 0 | 0 | 0
WAT | 51.3 | 0.484 | 217311.413 | 84388.989 | Distributed from 923 Generation And Fuel | 1978 |  | CHPD | PUD No 1 of Chelan County | 47.3461 | -120.0917 | Washington | 0 | 0 | 0 | 0 | 0 | 0 | 0 | 51.3 | 0 | 0 | 0
WAT | 114 | 0.533 | 532406.053 | 216611.491 | Distributed from 923 Generation And Fuel | 1961 |  | CHPD | PUD No 1 of Chelan County | 47.5336 | -120.2953 | Washington | 0 | 0 | 0 | 0 | 0 | 0 | 0 | 114 | 0 | 0 | 0
WAT | 125.4 | 0.533 | 585646.658 | 238272.64 | Distributed from 923 Generation And Fuel | 1974 |  | CHPD | PUD No 1 of Chelan County | 47.5336 | -120.2953 | Washington | 0 | 0 | 0 | 0 | 0 | 0 | 0 | 125.4 | 0 | 0 | 0
WAT | 125.4 | 0.533 | 585646.658 | 238272.64 | Distributed from 923 Generation And Fuel | 1974 |  | CHPD | PUD No 1 of Chelan County | 47.5336 | -120.2953 | Washington | 0 | 0 | 0 | 0 | 0 | 0 | 0 | 125.4 | 0 | 0 | 0
WAT | 114 | 0.533 | 532406.053 | 216611.491 | Distributed from 923 Generation And Fuel | 1961 |  | CHPD | PUD No 1 of Chelan County | 47.5336 | -120.2953 | Washington | 0 | 0 | 0 | 0 | 0 | 0 | 0 | 114 | 0 | 0 | 0
WAT | 114 | 0.533 | 532406.053 | 216611.491 | Distributed from 923 Generation And Fuel | 1961 |  | CHPD | PUD No 1 of Chelan County | 47.5336 | -120.2953 | Washington | 0 | 0 | 0 | 0 | 0 | 0 | 0 | 114 | 0 | 0 | 0
WAT | 114 | 0.533 | 532406.053 | 216611.491 | Distributed from 923 Generation And Fuel | 1961 |  | CHPD | PUD No 1 of Chelan County | 47.5336 | -120.2953 | Washington | 0 | 0 | 0 | 0 | 0 | 0 | 0 | 114 | 0 | 0 | 0
WAT | 114 | 0.533 | 532406.053 | 216611.491 | Distributed from 923 Generation And Fuel | 1961 |  | CHPD | PUD No 1 of Chelan County | 47.5336 | -120.2953 | Washington | 0 | 0 | 0 | 0 | 0 | 0 | 0 | 114 | 0 | 0 | 0
WAT | 114 | 0.533 | 532406.053 | 216611.491 | Distributed from 923 Generation And Fuel | 1961 |  | CHPD | PUD No 1 of Chelan County | 47.5336 | -120.2953 | Washington | 0 | 0 | 0 | 0 | 0 | 0 | 0 | 114 | 0 | 0 | 0
WAT | 114 | 0.533 | 532406.053 | 216611.491 | Distributed from 923 Generation And Fuel | 1961 |  | CHPD | PUD No 1 of Chelan County | 47.5336 | -120.2953 | Washington | 0 | 0 | 0 | 0 | 0 | 0 | 0 | 114 | 0 | 0 | 0
WAT | 125.4 | 0.533 | 585646.658 | 238272.64 | Distributed from 923 Generation And Fuel | 1973 |  | CHPD | PUD No 1 of Chelan County | 47.5336 | -120.2953 | Washington | 0 | 0 | 0 | 0 | 0 | 0 | 0 | 125.4 | 0 | 0 | 0
WAT | 125.4 | 0.533 | 585646.658 | 238272.64 | Distributed from 923 Generation And Fuel | 1973 |  | CHPD | PUD No 1 of Chelan County | 47.5336 | -120.2953 | Washington | 0 | 0 | 0 | 0 | 0 | 0 | 0 | 125.4 | 0 | 0 | 0
LFG | 2.1 | 0 | 0 | 0 | Distributed from 923 Generation And Fuel | 1999 |  | BPAT | PUD No 1 of Klickitat County | 45.8015 | -120.1672 | Washington | 0 | 0 | 0 | 0 | 0 | 0 | 0 | 0 | 0 | 2.1 | 0
LFG | 2.1 | 0 | 0 | 0 | Distributed from 923 Generation And Fuel | 1999 |  | BPAT | PUD No 1 of Klickitat County | 45.8015 | -120.1672 | Washington | 0 | 0 | 0 | 0 | 0 | 0 | 0 | 0 | 0 | 2.1 | 0
LFG | 2.1 | 0 | 0 | 0 | Distributed from 923 Generation And Fuel | 1999 |  | BPAT | PUD No 1 of Klickitat County | 45.8015 | -120.1672 | Washington | 0 | 0 | 0 | 0 | 0 | 0 | 0 | 0 | 0 | 2.1 | 0
LFG | 2.1 | 0 | 0 | 0 | Distributed from 923 Generation And Fuel | 1999 |  | BPAT | PUD No 1 of Klickitat County | 45.8015 | -120.1672 | Washington | 0 | 0 | 0 | 0 | 0 | 0 | 0 | 0 | 0 | 2.1 | 0
LFG | 2.1 | 0 | 0 | 0 | Distributed from 923 Generation And Fuel | 2000 |  | BPAT | PUD No 1 of Klickitat County | 45.8015 | -120.1672 | Washington | 0 | 0 | 0 | 0 | 0 | 0 | 0 | 0 | 0 | 2.1 | 0
LFG | 10 | 0.546 | 47787 | 12526 | EIA-923 Generator File | 2011 |  | BPAT | PUD No 1 of Klickitat County | 45.8015 | -120.1672 | Washington | 0 | 0 | 0 | 0 | 0 | 0 | 0 | 0 | 0 | 10 | 0
LFG | 10 | 0.726 | 63633 | 28535 | EIA-923 Generator File | 2011 |  | BPAT | PUD No 1 of Klickitat County | 45.8015 | -120.1672 | Washington | 0 | 0 | 0 | 0 | 0 | 0 | 0 | 0 | 0 | 10 | 0
LFG | 6 | 0.669 | 35137 | 13126 | EIA-923 Generator File | 2011 |  | BPAT | PUD No 1 of Klickitat County | 45.8015 | -120.1672 | Washington | 0 | 0 | 0 | 0 | 0 | 0 | 0 | 0 | 0 | 6 | 0
WAT | 112.5 | 0.2 | 197373.5 | 62642 | Distributed from 923 Generation And Fuel | 1956 |  | SCL | City of Seattle - (WA) | 48.7326 | -121.0679 | Washington | 0 | 0 | 0 | 0 | 0 | 0 | 0 | 112.5 | 0 | 0 | 0
WAT | 112.5 | 0.2 | 197373.5 | 62642 | Distributed from 923 Generation And Fuel | 1954 |  | SCL | City of Seattle - (WA) | 48.7326 | -121.0679 | Washington | 0 | 0 | 0 | 0 | 0 | 0 | 0 | 112.5 | 0 | 0 | 0
WAT | 112.5 | 0.2 | 197373.5 | 62642 | Distributed from 923 Generation And Fuel | 1953 |  | SCL | City of Seattle - (WA) | 48.7326 | -121.0679 | Washington | 0 | 0 | 0 | 0 | 0 | 0 | 0 | 112.5 | 0 | 0 | 0
WAT | 112.5 | 0.2 | 197373.5 | 62642 | Distributed from 923 Generation And Fuel | 1952 |  | SCL | City of Seattle - (WA) | 48.7326 | -121.0679 | Washington | 0 | 0 | 0 | 0 | 0 | 0 | 0 | 112.5 | 0 | 0 | 0
WAT | 12.9 | 0.598 | 67630 | 26536 | Distributed from 923 Generation And Fuel | 1958 |  | BPAT | Bonneville Power Administration | 46.6184 | -120.4778 | Washington | 0 | 0 | 0 | 0 | 0 | 0 | 0 | 12.9 | 0 | 0 | 0
WAT | 6.1 | 0.287 | 15332 | 6016 | Distributed from 923 Generation And Fuel | 1982 |  | BPAT | Bonneville Power Administration | 46.7392 | -119.1122 | Washington | 0 | 0 | 0 | 0 | 0 | 0 | 0 | 6.1 | 0 | 0 | 0
WND | 100.7 | 0.285 | 251119 | 161655 | Distributed from 923 Generation And Fuel | 2010 |  | BPAT | Bonneville Power Administration | 47.1356 | -120.6872 | Washington | 0 | 0 | 0 | 0 | 100.7 | 0 | 0 | 0 | 0 | 0 | 0
WDS | 5 | 0.166 | 7256 | 4011 | EIA-923 Generator File | 2002 |  | BPAT | PUD No 1 of Klickitat County | 45.7131 | -121.4692 | Washington | 0 | 0 | 0 | 0 | 0 | 0 | 0 | 0 | 0 | 5 | 0
WDS | 18 | 0.753 | 118696 | 49376 | EIA-923 Generator File | 2003 |  | BPAT | PUD No 1 of Grays Harbor County | 46.9728 | -123.7739 | Washington | 0 | 0 | 0 | 0 | 0 | 0 | 0 | 0 | 0 | 18 | 0
WAT | 1 | 0.508 | 4451 | 1746 | Distributed from 923 Generation And Fuel | 1990 |  | BPAT | Bonneville Power Administration | 46.7844 | -122.7197 | Washington | 0 | 0 | 0 | 0 | 0 | 0 | 0 | 1 | 0 | 0 | 0
WAT | 16.8 | 0.354 | 52101 | 20443 | Distributed from 923 Generation And Fuel | 1995 |  | SCL | City of Seattle - (WA) | 47.6992 | -121.7833 | Washington | 0 | 0 | 0 | 0 | 0 | 0 | 0 | 16.8 | 0 | 0 | 0
RC | 729.9 | 0.333 | 2128325 | 1171352 | EIA-923 Generator File | 1972 | 2020 | BPAT | Bonneville Power Administration | 46.7559 | -122.8598 | Washington | 0 | 0 | 0 | 0 | 0 | 0 | 0 | 0 | 0 | 729.9 | 0
RC | 729.9 | 0.383 | 2448510 | 1223568 | EIA-923 Generator File | 1973 | 2025 | BPAT | Bonneville Power Administration | 46.7559 | -122.8598 | Washington | 0 | 0 | 0 | 0 | 0 | 0 | 0 | 0 | 0 | 729.9 | 0
WND | 266.8 | 0.372 | 869351 | 358239 | Distributed from 923 Generation And Fuel | 2014 |  | BPAT | Bonneville Power Administration | 46.4211 | -118.0269 | Washington | 0 | 0 | 0 | 0 | 266.8 | 0 | 0 | 0 | 0 | 0 | 0
WND | 136.3 | 0.324 | 386317 | 199737 | Distributed from 923 Generation And Fuel | 2009 |  | BPAT | Bonneville Power Administration | 45.8797 | -120.8072 | Washington | 0 | 0 | 0 | 0 | 136.3 | 0 | 0 | 0 | 0 | 0 | 0
WAT | 2.2 | 0.621 | 11976 | 4699 | Distributed from 923 Generation And Fuel | 1988 |  | BPAT | Columbia Rural Elec Assn, Inc | 46.0883 | -118.2547 | Washington | 0 | 0 | 0 | 0 | 0 | 0 | 0 | 2.2 | 0 | 0 | 0
NG | 5 | 0.452 | 19812.25 | 0 | EIA-923 Generator File | 1969 |  | SCL | City of Seattle - (WA) | 47.6539 | -122.3036 | Washington | 5 | 0 | 0 | 0 | 0 | 0 | 0 | 0 | 0 | 0 | 0
WAT | 122 | 0.52 | 555361.399 | 220443.971 | Distributed from 923 Generation And Fuel | 2014 |  | GCPD | PUD No 2 of Grant County | 46.8731 | -119.9703 | Washington | 0 | 0 | 0 | 0 | 0 | 0 | 0 | 122 | 0 | 0 | 0
WAT | 122 | 0.52 | 555361.399 | 220443.971 | Distributed from 923 Generation And Fuel | 2013 |  | GCPD | PUD No 2 of Grant County | 46.8731 | -119.9703 | Washington | 0 | 0 | 0 | 0 | 0 | 0 | 0 | 122 | 0 | 0 | 0
WAT | 122 | 0.52 | 555361.399 | 220443.971 | Distributed from 923 Generation And Fuel | 2012 |  | GCPD | PUD No 2 of Grant County | 46.8731 | -119.9703 | Washington | 0 | 0 | 0 | 0 | 0 | 0 | 0 | 122 | 0 | 0 | 0
WAT | 103.8 | 0.52 | 472512.403 | 187558.067 | Distributed from 923 Generation And Fuel | 1963 | 2019 | GCPD | PUD No 2 of Grant County | 46.8731 | -119.9703 | Washington | 0 | 0 | 0 | 0 | 0 | 0 | 0 | 103.8 | 0 | 0 | 0
WAT | 122 | 0.52 | 555361.399 | 220443.971 | Distributed from 923 Generation And Fuel | 2012 |  | GCPD | PUD No 2 of Grant County | 46.8731 | -119.9703 | Washington | 0 | 0 | 0 | 0 | 0 | 0 | 0 | 122 | 0 | 0 | 0
WAT | 122 | 0.52 | 555361.399 | 220443.971 | Distributed from 923 Generation And Fuel | 2016 |  | GCPD | PUD No 2 of Grant County | 46.8731 | -119.9703 | Washington | 0 | 0 | 0 | 0 | 0 | 0 | 0 | 122 | 0 | 0 | 0
WAT | 122 | 0.52 | 555361.399 | 220443.971 | Distributed from 923 Generation And Fuel | 2011 |  | GCPD | PUD No 2 of Grant County | 46.8731 | -119.9703 | Washington | 0 | 0 | 0 | 0 | 0 | 0 | 0 | 122 | 0 | 0 | 0
WAT | 103.8 | 0.52 | 472512.403 | 187558.067 | Distributed from 923 Generation And Fuel | 1963 | 2017 | GCPD | PUD No 2 of Grant County | 46.8731 | -119.9703 | Washington | 0 | 0 | 0 | 0 | 0 | 0 | 0 | 103.8 | 0 | 0 | 0
WAT | 122 | 0.52 | 555361.399 | 220443.971 | Distributed from 923 Generation And Fuel | 2015 |  | GCPD | PUD No 2 of Grant County | 46.8731 | -119.9703 | Washington | 0 | 0 | 0 | 0 | 0 | 0 | 0 | 122 | 0 | 0 | 0
WAT | 77.4 | 0.637 | 432097.8 | 176369.6 | Distributed from 923 Generation And Fuel | 1967 |  | DOPD | PUD No 1 of Douglas County | 47.9469 | -119.8653 | Washington | 0 | 0 | 0 | 0 | 0 | 0 | 0 | 77.4 | 0 | 0 | 0
WAT | 77.4 | 0.637 | 432097.8 | 176369.6 | Distributed from 923 Generation And Fuel | 1969 |  | DOPD | PUD No 1 of Douglas County | 47.9469 | -119.8653 | Washington | 0 | 0 | 0 | 0 | 0 | 0 | 0 | 77.4 | 0 | 0 | 0
WAT | 77.4 | 0.637 | 432097.8 | 176369.6 | Distributed from 923 Generation And Fuel | 1967 |  | DOPD | PUD No 1 of Douglas County | 47.9469 | -119.8653 | Washington | 0 | 0 | 0 | 0 | 0 | 0 | 0 | 77.4 | 0 | 0 | 0
WAT | 77.4 | 0.637 | 432097.8 | 176369.6 | Distributed from 923 Generation And Fuel | 1967 |  | DOPD | PUD No 1 of Douglas County | 47.9469 | -119.8653 | Washington | 0 | 0 | 0 | 0 | 0 | 0 | 0 | 77.4 | 0 | 0 | 0
WAT | 77.4 | 0.637 | 432097.8 | 176369.6 | Distributed from 923 Generation And Fuel | 1967 |  | DOPD | PUD No 1 of Douglas County | 47.9469 | -119.8653 | Washington | 0 | 0 | 0 | 0 | 0 | 0 | 0 | 77.4 | 0 | 0 | 0
WAT | 77.4 | 0.637 | 432097.8 | 176369.6 | Distributed from 923 Generation And Fuel | 1967 |  | DOPD | PUD No 1 of Douglas County | 47.9469 | -119.8653 | Washington | 0 | 0 | 0 | 0 | 0 | 0 | 0 | 77.4 | 0 | 0 | 0
WAT | 77.4 | 0.637 | 432097.8 | 176369.6 | Distributed from 923 Generation And Fuel | 1967 |  | DOPD | PUD No 1 of Douglas County | 47.9469 | -119.8653 | Washington | 0 | 0 | 0 | 0 | 0 | 0 | 0 | 77.4 | 0 | 0 | 0
WAT | 77.4 | 0.637 | 432097.8 | 176369.6 | Distributed from 923 Generation And Fuel | 1968 |  | DOPD | PUD No 1 of Douglas County | 47.9469 | -119.8653 | Washington | 0 | 0 | 0 | 0 | 0 | 0 | 0 | 77.4 | 0 | 0 | 0
WAT | 77.4 | 0.637 | 432097.8 | 176369.6 | Distributed from 923 Generation And Fuel | 1969 |  | DOPD | PUD No 1 of Douglas County | 47.9469 | -119.8653 | Washington | 0 | 0 | 0 | 0 | 0 | 0 | 0 | 77.4 | 0 | 0 | 0
OBG | 2.3 | 0.391 | 7872 | 3103 | Distributed from 923 Generation And Fuel | 2012 |  | SCL | City of Seattle - (WA) | 47.6611 | -122.4464 | Washington | 0 | 0 | 0 | 0 | 0 | 0 | 0 | 0 | 0 | 2.3 | 0
OBG | 2.3 | 0.391 | 7872 | 3103 | Distributed from 923 Generation And Fuel | 2012 |  | SCL | City of Seattle - (WA) | 47.6611 | -122.4464 | Washington | 0 | 0 | 0 | 0 | 0 | 0 | 0 | 0 | 0 | 2.3 | 0
BLQ | 64 | 0.605 | 339446 | 151284 | EIA-923 Generator File | 2009 |  | TPWR | City of Tacoma - (WA) | 47.2661 | -122.4283 | Washington | 0 | 0 | 0 | 0 | 0 | 0 | 0 | 0 | 0 | 64 | 0
WND | 204 | 0.311 | 555512 | 257849 | Distributed from 923 Generation And Fuel | 2007 |  | BPAT | PUD No 1 of Klickitat County | 45.8155 | -120.3419 | Washington | 0 | 0 | 0 | 0 | 204 | 0 | 0 | 0 | 0 | 0 | 0
WND | 262.2 | 0.289 | 663771 | 370481 | Distributed from 923 Generation And Fuel | 2009 |  | BPAT | PUD No 1 of Klickitat County | 45.7269 | -120.8339 | Washington | 0 | 0 | 0 | 0 | 262.2 | 0 | 0 | 0 | 0 | 0 | 0
WAT | 12.8 | 0.332 | 37209 | 14600 | Distributed from 923 Generation And Fuel | 1994 |  | TPWR | City of Tacoma - (WA) | 47.3851 | -123.6052 | Washington | 0 | 0 | 0 | 0 | 0 | 0 | 0 | 12.8 | 0 | 0 | 0
WAT | 3 | 0.725 | 19063.25 | 7480 | Distributed from 923 Generation And Fuel | 1930 |  | BPAT | City of Centralia - (WA) | 46.9749 | -122.6358 | Washington | 0 | 0 | 0 | 0 | 0 | 0 | 0 | 3 | 0 | 0 | 0
WAT | 3 | 0.725 | 19063.25 | 7480 | Distributed from 923 Generation And Fuel | 1930 |  | BPAT | City of Centralia - (WA) | 46.9749 | -122.6358 | Washington | 0 | 0 | 0 | 0 | 0 | 0 | 0 | 3 | 0 | 0 | 0
WAT | 6 | 0.725 | 38126.5 | 14960 | Distributed from 923 Generation And Fuel | 1955 |  | BPAT | City of Centralia - (WA) | 46.9749 | -122.6358 | Washington | 0 | 0 | 0 | 0 | 0 | 0 | 0 | 6 | 0 | 0 | 0
WAT | 7.5 | 0.282 | 18552 | 7279 | Distributed from 923 Generation And Fuel | 2011 |  | BPAT | PUD 1 of Snohomish County | 47.7916 | -121.8 | Washington | 0 | 0 | 0 | 0 | 0 | 0 | 0 | 7.5 | 0 | 0 | 0
WAT | 20.7 | 0.3 | 54339 | 43111.5 | Distributed from 923 Generation And Fuel | 1955 |  | WAUW | WAPA-- Western Area Power Administration | 42.5484 | -106.7175 | Wyoming | 0 | 0 | 0 | 0 | 0 | 0 | 0 | 20.7 | 0 | 0 | 0
WAT | 20.7 | 0.3 | 54339 | 43111.5 | Distributed from 923 Generation And Fuel | 1955 |  | WAUW | WAPA-- Western Area Power Administration | 42.5484 | -106.7175 | Wyoming | 0 | 0 | 0 | 0 | 0 | 0 | 0 | 20.7 | 0 | 0 | 0
WAT | 7.5 | 0.514 | 33737 | 20075.5 | Distributed from 923 Generation And Fuel | 1952 |  | WAUW | WAPA-- Western Area Power Administration | 43.4179 | -108.1775 | Wyoming | 0 | 0 | 0 | 0 | 0 | 0 | 0 | 7.5 | 0 | 0 | 0
WAT | 7.5 | 0.514 | 33737 | 20075.5 | Distributed from 923 Generation And Fuel | 1952 |  | WAUW | WAPA-- Western Area Power Administration | 43.4179 | -108.1775 | Wyoming | 0 | 0 | 0 | 0 | 0 | 0 | 0 | 7.5 | 0 | 0 | 0
WAT | 6 | 0.34 | 17880.333 | 14802.333 | Distributed from 923 Generation And Fuel | 1992 |  | WAUW | WAPA-- Western Area Power Administration | 44.5082 | -109.1707 | Wyoming | 0 | 0 | 0 | 0 | 0 | 0 | 0 | 6 | 0 | 0 | 0
WAT | 6 | 0.34 | 17880.333 | 14802.333 | Distributed from 923 Generation And Fuel | 1992 |  | WAUW | WAPA-- Western Area Power Administration | 44.5082 | -109.1707 | Wyoming | 0 | 0 | 0 | 0 | 0 | 0 | 0 | 6 | 0 | 0 | 0
WAT | 6 | 0.34 | 17880.333 | 14802.333 | Distributed from 923 Generation And Fuel | 1992 |  | WAUW | WAPA-- Western Area Power Administration | 44.5082 | -109.1707 | Wyoming | 0 | 0 | 0 | 0 | 0 | 0 | 0 | 6 | 0 | 0 | 0
WND | 99 | 0.383 | 332386 | 93502 | Distributed from 923 Generation And Fuel | 2009 |  | PACE | PacifiCorp | 43.0145 | -105.999 | Wyoming | 0 | 0 | 0 | 0 | 99 | 0 | 0 | 0 | 0 | 0 | 0
WND | 17 | 0.282 | 42051 | 11751 | Distributed from 923 Generation And Fuel | 2009 |  | PACE | PacifiCorp | 42.8847 | -106.2214 | Wyoming | 0 | 0 | 0 | 0 | 17 | 0 | 0 | 0 | 0 | 0 | 0
SUB | 133.6 | 0.576 | 674157 | 299553 | EIA-923 Generator File | 1959 |  | PACE | PacifiCorp | 42.8378 | -105.7769 | Wyoming | 0 | 0 | 133.6 | 0 | 0 | 0 | 0 | 0 | 0 | 0 | 0
SUB | 133.6 | 0.659 | 771124 | 331853 | EIA-923 Generator File | 1961 |  | PACE | PacifiCorp | 42.8378 | -105.7769 | Wyoming | 0 | 0 | 133.6 | 0 | 0 | 0 | 0 | 0 | 0 | 0 | 0
SUB | 255 | 0.624 | 1394053 | 587774 | EIA-923 Generator File | 1964 |  | PACE | PacifiCorp | 42.8378 | -105.7769 | Wyoming | 0 | 0 | 255 | 0 | 0 | 0 | 0 | 0 | 0 | 0 | 0
SUB | 400 | 0.642 | 2249170 | 967394 | EIA-923 Generator File | 1972 |  | PACE | PacifiCorp | 42.8378 | -105.7769 | Wyoming | 0 | 0 | 400 | 0 | 0 | 0 | 0 | 0 | 0 | 0 | 0
WND | 111 | 0.4 | 388498 | 102399 | Distributed from 923 Generation And Fuel | 2010 |  | PACE | PacifiCorp | 42.0436 | -106.1603 | Wyoming | 0 | 0 | 0 | 0 | 111 | 0 | 0 | 0 | 0 | 0 | 0
PRG | 1 | 0.001 | 6 | 1.691 | EIA-923 Generator File | 1948 |  | PACE | PacifiCorp | 44.9806 | -108.8428 | Wyoming | 0 | 0 | 0 | 0 | 0 | 0 | 0 | 0 | 0 | 1 | 0
PRG | 1 | 0.001 | 6 | 1.691 | EIA-923 Generator File | 1948 |  | PACE | PacifiCorp | 44.9806 | -108.8428 | Wyoming | 0 | 0 | 0 | 0 | 0 | 0 | 0 | 0 | 0 | 1 | 0
WAT | 10 | 0.504 | 44169 | 33015 | Distributed from 923 Generation And Fuel | 1968 |  | WAUW | WAPA-- Western Area Power Administration | 42.027 | -110.064 | Wyoming | 0 | 0 | 0 | 0 | 0 | 0 | 0 | 10 | 0 | 0 | 0
WND | 41.4 | 0.381 | 138352 | 36745 | Distributed from 923 Generation And Fuel | 1999 |  | PACE | PacifiCorp | 41.6283 | -106.2013 | Wyoming | 0 | 0 | 0 | 0 | 41.4 | 0 | 0 | 0 | 0 | 0 | 0
WND | 1.8 | 0.345 | 5439 | 1520 | Distributed from 923 Generation And Fuel | 1999 |  | PACE | PacifiCorp | 41.6575 | -106.1892 | Wyoming | 0 | 0 | 0 | 0 | 1.8 | 0 | 0 | 0 | 0 | 0 | 0
WND | 24.8 | 0.344 | 74735 | 20885 | Distributed from 923 Generation And Fuel | 1999 |  | PACE | PacifiCorp | 41.6665 | -106.1833 | Wyoming | 0 | 0 | 0 | 0 | 24.8 | 0 | 0 | 0 | 0 | 0 | 0
WND | 16.8 | 0.384 | 56511 | 15792 | Distributed from 923 Generation And Fuel | 2000 |  | PACE | PacifiCorp | 41.6744 | -106.1805 | Wyoming | 0 | 0 | 0 | 0 | 16.8 | 0 | 0 | 0 | 0 | 0 | 0
WAT | 33.4 | 0.392 | 114754.5 | 86847 | Distributed from 923 Generation And Fuel | 1961 |  | WAUW | WAPA-- Western Area Power Administration | 42.4766 | -106.7959 | Wyoming | 0 | 0 | 0 | 0 | 0 | 0 | 0 | 33.4 | 0 | 0 | 0
WAT | 33.4 | 0.392 | 114754.5 | 86847 | Distributed from 923 Generation And Fuel | 1960 |  | WAUW | WAPA-- Western Area Power Administration | 42.4766 | -106.7959 | Wyoming | 0 | 0 | 0 | 0 | 0 | 0 | 0 | 33.4 | 0 | 0 | 0
WAT | 2.9 | 0.377 | 9584 | 7164 | Distributed from 923 Generation And Fuel | 1983 |  | PACE | WAPA-- Western Area Power Administration | 44.7264 | -108.8644 | Wyoming | 0 | 0 | 0 | 0 | 0 | 0 | 0 | 2.9 | 0 | 0 | 0
BIT | 15 | 0.67 | 88011 | 35953 | EIA-923 Generator File | 1968 |  | PACE | PacifiCorp | 41.5933 | -109.7542 | Wyoming | 0 | 0 | 0 | 0 | 0 | 0 | 0 | 0 | 0 | 15 | 0
BIT | 15 | 1.001 | 131486 | 53931 | EIA-923 Generator File | 1977 |  | PACE | PacifiCorp | 41.5933 | -109.7542 | Wyoming | 0 | 0 | 0 | 0 | 0 | 0 | 0 | 0 | 0 | 15 | 0
WAT | 19 | 0.298 | 49637 | 49986 | Distributed from 923 Generation And Fuel | 1958 |  | WAUW | WAPA-- Western Area Power Administration | 42.4673 | -104.9555 | Wyoming | 0 | 0 | 0 | 0 | 0 | 0 | 0 | 19 | 0 | 0 | 0
WAT | 19 | 0.298 | 49637 | 49986 | Distributed from 923 Generation And Fuel | 1959 |  | WAUW | WAPA-- Western Area Power Administration | 42.4673 | -104.9555 | Wyoming | 0 | 0 | 0 | 0 | 0 | 0 | 0 | 19 | 0 | 0 | 0
WND | 99 | 0.356 | 308725.761 | 96827.022 | Distributed from 923 Generation And Fuel | 2008 |  | PACE | PacifiCorp | 43.0181 | -105.8353 | Wyoming | 0 | 0 | 0 | 0 | 99 | 0 | 0 | 0 | 0 | 0 | 0
WND | 39 | 0.356 | 121619.239 | 38143.978 | Distributed from 923 Generation And Fuel | 2009 |  | PACE | PacifiCorp | 43.0181 | -105.8353 | Wyoming | 0 | 0 | 0 | 0 | 39 | 0 | 0 | 0 | 0 | 0 | 0
WAT | 3.2 | 0.32 | 8971 | 8801 | Distributed from 923 Generation And Fuel | 1927 |  | WAUW | WAPA-- Western Area Power Administration | 42.2899 | -104.7606 | Wyoming | 0 | 0 | 0 | 0 | 0 | 0 | 0 | 3.2 | 0 | 0 | 0
WAT | 3.2 | 0.32 | 8971 | 8801 | Distributed from 923 Generation And Fuel | 1928 |  | WAUW | WAPA-- Western Area Power Administration | 42.2899 | -104.7606 | Wyoming | 0 | 0 | 0 | 0 | 0 | 0 | 0 | 3.2 | 0 | 0 | 0
WND | 29.4 | 0.333 | 85648 | 23160 | Distributed from 923 Generation And Fuel | 2008 |  | WAUW | WAPA-- Western Area Power Administration | 41.1397 | -104.9978 | Wyoming | 0 | 0 | 0 | 0 | 29.4 | 0 | 0 | 0 | 0 | 0 | 0
WAT | 5 | 0.405 | 17720 | 15661 | Distributed from 923 Generation And Fuel | 1948 |  | WAUW | WAPA-- Western Area Power Administration | 44.5138 | -109.1296 | Wyoming | 0 | 0 | 0 | 0 | 0 | 0 | 0 | 5 | 0 | 0 | 0
WND | 99 | 0.365 | 316175 | 87931 | Distributed from 923 Generation And Fuel | 2009 |  | PACE | PacifiCorp | 41.6751 | -106.0111 | Wyoming | 0 | 0 | 0 | 0 | 99 | 0 | 0 | 0 | 0 | 0 | 0
SUB | 608.3 | 0.586 | 3121879 | 1370026 | EIA-923 Generator File | 1974 |  | PACE | PacifiCorp | 41.7378 | -108.7875 | Wyoming | 0 | 0 | 608.3 | 0 | 0 | 0 | 0 | 0 | 0 | 0 | 0
SUB | 617 | 0.623 | 3367427 | 1593725 | EIA-923 Generator File | 1975 |  | PACE | PacifiCorp | 41.7378 | -108.7875 | Wyoming | 0 | 0 | 617 | 0 | 0 | 0 | 0 | 0 | 0 | 0 | 0
SUB | 608.3 | 0.5 | 2664242 | 1289908 | EIA-923 Generator File | 1976 |  | PACE | PacifiCorp | 41.7378 | -108.7875 | Wyoming | 0 | 0 | 608.3 | 0 | 0 | 0 | 0 | 0 | 0 | 0 | 0
SUB | 608.3 | 0.475 | 2532223 | 1185334 | EIA-923 Generator File | 1979 |  | PACE | PacifiCorp | 41.7378 | -108.7875 | Wyoming | 0 | 0 | 608.3 | 0 | 0 | 0 | 0 | 0 | 0 | 0 | 0
WAT | 12 | 0.429 | 45076.333 | 28888 | Distributed from 923 Generation And Fuel | 1951 |  | WAUW | WAPA-- Western Area Power Administration | 42.1743 | -106.8805 | Wyoming | 0 | 0 | 0 | 0 | 0 | 0 | 0 | 12 | 0 | 0 | 0
WAT | 12 | 0.429 | 45076.333 | 28888 | Distributed from 923 Generation And Fuel | 1950 |  | WAUW | WAPA-- Western Area Power Administration | 42.1743 | -106.8805 | Wyoming | 0 | 0 | 0 | 0 | 0 | 0 | 0 | 12 | 0 | 0 | 0
WAT | 12 | 0.429 | 45076.333 | 28888 | Distributed from 923 Generation And Fuel | 1950 |  | WAUW | WAPA-- Western Area Power Administration | 42.1743 | -106.8805 | Wyoming | 0 | 0 | 0 | 0 | 0 | 0 | 0 | 12 | 0 | 0 | 0
WND | 28.5 | 0.384 | 95925 | 27660 | Distributed from 923 Generation And Fuel | 2009 |  | PACE | PacifiCorp | 41.7244 | -105.9906 | Wyoming | 0 | 0 | 0 | 0 | 28.5 | 0 | 0 | 0 | 0 | 0 | 0
WND | 0.7 | 0.153 | 938.918 | 262.328 | Distributed from 923 Generation And Fuel | 2000 |  | WAUW | WAPA-- Western Area Power Administration | 41.8353 | -106.2428 | Wyoming | 0 | 0 | 0 | 0 | 0.7 | 0 | 0 | 0 | 0 | 0 | 0
WND | 0.7 | 0.153 | 938.918 | 262.328 | Distributed from 923 Generation And Fuel | 2000 |  | WAUW | WAPA-- Western Area Power Administration | 41.8353 | -106.2428 | Wyoming | 0 | 0 | 0 | 0 | 0.7 | 0 | 0 | 0 | 0 | 0 | 0
WND | 0.6 | 0.153 | 804.787 | 224.852 | Distributed from 923 Generation And Fuel | 1998 |  | WAUW | WAPA-- Western Area Power Administration | 41.8353 | -106.2428 | Wyoming | 0 | 0 | 0 | 0 | 0.6 | 0 | 0 | 0 | 0 | 0 | 0
WND | 0.6 | 0.153 | 804.787 | 224.852 | Distributed from 923 Generation And Fuel | 1998 |  | WAUW | WAPA-- Western Area Power Administration | 41.8353 | -106.2428 | Wyoming | 0 | 0 | 0 | 0 | 0.6 | 0 | 0 | 0 | 0 | 0 | 0
WND | 0.7 | 0.153 | 938.918 | 262.328 | Distributed from 923 Generation And Fuel | 1999 |  | WAUW | WAPA-- Western Area Power Administration | 41.8353 | -106.2428 | Wyoming | 0 | 0 | 0 | 0 | 0.7 | 0 | 0 | 0 | 0 | 0 | 0
WND | 0.7 | 0.153 | 938.918 | 262.328 | Distributed from 923 Generation And Fuel | 1999 |  | WAUW | WAPA-- Western Area Power Administration | 41.8353 | -106.2428 | Wyoming | 0 | 0 | 0 | 0 | 0.7 | 0 | 0 | 0 | 0 | 0 | 0
WND | 0.7 | 0.153 | 938.918 | 262.328 | Distributed from 923 Generation And Fuel | 1999 |  | WAUW | WAPA-- Western Area Power Administration | 41.8353 | -106.2428 | Wyoming | 0 | 0 | 0 | 0 | 0.7 | 0 | 0 | 0 | 0 | 0 | 0
WND | 0.7 | 0.153 | 938.918 | 262.328 | Distributed from 923 Generation And Fuel | 1999 |  | WAUW | WAPA-- Western Area Power Administration | 41.8353 | -106.2428 | Wyoming | 0 | 0 | 0 | 0 | 0.7 | 0 | 0 | 0 | 0 | 0 | 0
WND | 0.7 | 0.153 | 938.918 | 262.328 | Distributed from 923 Generation And Fuel | 1999 |  | WAUW | WAPA-- Western Area Power Administration | 41.8353 | -106.2428 | Wyoming | 0 | 0 | 0 | 0 | 0.7 | 0 | 0 | 0 | 0 | 0 | 0
WND | 61 | 0.302 | 161155 | 48410 | Distributed from 923 Generation And Fuel | 2008 |  | PACE | PacifiCorp | 41.2881 | -110.4807 | Wyoming | 0 | 0 | 0 | 0 | 61 | 0 | 0 | 0 | 0 | 0 | 0
WND | 80 | 0.301 | 211254 | 64564 | Distributed from 923 Generation And Fuel | 2008 |  | PACE | PacifiCorp | 41.2639 | -110.5444 | Wyoming | 0 | 0 | 0 | 0 | 80 | 0 | 0 | 0 | 0 | 0 | 0
SUB | 192 | 0.747 | 1256958 | 512825 | EIA-923 Generator File | 1963 |  | PACE | PacifiCorp | 41.7581 | -110.5983 | Wyoming | 0 | 0 | 192 | 0 | 0 | 0 | 0 | 0 | 0 | 0 | 0
SUB | 256 | 0.639 | 1432244 | 548163 | EIA-923 Generator File | 1968 |  | PACE | PacifiCorp | 41.7581 | -110.5983 | Wyoming | 0 | 0 | 256 | 0 | 0 | 0 | 0 | 0 | 0 | 0 | 0
SUB | 384 | 0.649 | 2182637 | 933603 | EIA-923 Generator File | 1971 |  | PACE | PacifiCorp | 41.7581 | -110.5983 | Wyoming | 0 | 0 | 384 | 0 | 0 | 0 | 0 | 0 | 0 | 0 | 0
WND | 80 | 0.107 | 74999 | 0 | Distributed from 923 Generation And Fuel | 2016 |  | PACE | PacifiCorp | 42.7282 | -105.8668 | Wyoming | 0 | 0 | 0 | 0 | 80 | 0 | 0 | 0 | 0 | 0 | 0
WND | 50 | 0.333 | 145855 | 38399 | Distributed from 923 Generation And Fuel | 2001 |  | PACE | PacifiCorp | 41.7172 | -106.1077 | Wyoming | 0 | 0 | 0 | 0 | 50 | 0 | 0 | 0 | 0 | 0 | 0
WND | 99 | 0.328 | 284156 | 85068 | Distributed from 923 Generation And Fuel | 2009 |  | PACE | PacifiCorp | 43.0572 | -105.8543 | Wyoming | 0 | 0 | 0 | 0 | 99 | 0 | 0 | 0 | 0 | 0 | 0
WAT | 17.2 | 0.306 | 46100 | 28984 | Distributed from 923 Generation And Fuel | 1939 |  | WAUW | WAPA-- Western Area Power Administration | 42.1561 | -106.9085 | Wyoming | 0 | 0 | 0 | 0 | 0 | 0 | 0 | 17.2 | 0 | 0 | 0
WAT | 17.2 | 0.306 | 46100 | 28984 | Distributed from 923 Generation And Fuel | 1939 |  | WAUW | WAPA-- Western Area Power Administration | 42.1561 | -106.9085 | Wyoming | 0 | 0 | 0 | 0 | 0 | 0 | 0 | 17.2 | 0 | 0 | 0
WAT | 17.2 | 0.306 | 46100 | 28984 | Distributed from 923 Generation And Fuel | 1939 |  | WAUW | WAPA-- Western Area Power Administration | 42.1561 | -106.9085 | Wyoming | 0 | 0 | 0 | 0 | 0 | 0 | 0 | 17.2 | 0 | 0 | 0
WND | 99 | 0.403 | 349789.975 | 95361.646 | Distributed from 923 Generation And Fuel | 2008 |  | PACE | PacifiCorp | 41.9203 | -106.3758 | Wyoming | 0 | 0 | 0 | 0 | 99 | 0 | 0 | 0 | 0 | 0 | 0
WND | 19.5 | 0.403 | 68898.025 | 18783.354 | Distributed from 923 Generation And Fuel | 2008 |  | PACE | PacifiCorp | 41.9203 | -106.3758 | Wyoming | 0 | 0 | 0 | 0 | 19.5 | 0 | 0 | 0 | 0 | 0 | 0
WAT | 3 | 0.669 | 17579 | 8890 | Distributed from 923 Generation And Fuel | 1922 |  | WAUW | WAPA-- Western Area Power Administration | 44.5029 | -109.1812 | Wyoming | 0 | 0 | 0 | 0 | 0 | 0 | 0 | 3 | 0 | 0 | 0
PRG | 36 | 0.841 | 265264.667 | 78525.667 | Distributed from 923 Generation And Fuel | 2005 |  | PACE | PacifiCorp | 41.8805 | -110.0904 | Wyoming | 0 | 0 | 0 | 0 | 0 | 0 | 0 | 0 | 0 | 36 | 0
PRG | 36 | 0.841 | 265264.667 | 78525.667 | Distributed from 923 Generation And Fuel | 2005 |  | PACE | PacifiCorp | 41.8805 | -110.0904 | Wyoming | 0 | 0 | 0 | 0 | 0 | 0 | 0 | 0 | 0 | 36 | 0
PRG | 36 | 0.841 | 265264.667 | 78525.667 | Distributed from 923 Generation And Fuel | 2005 |  | PACE | PacifiCorp | 41.8805 | -110.0904 | Wyoming | 0 | 0 | 0 | 0 | 0 | 0 | 0 | 0 | 0 | 36 | 0
WND | 42 | 0.353 | 129793 | 36391 | Distributed from 923 Generation And Fuel | 2009 |  | WAUW | WAPA-- Western Area Power Administration | 41.1297 | -105.024 | Wyoming | 0 | 0 | 0 | 0 | 42 | 0 | 0 | 0 | 0 | 0 | 0
OTH | 11.5 | 0.706 | 71112.64 | 28646 | EIA-923 Generator File | 1986 |  | PACE | PacifiCorp | 41.5417 | -109.1328 | Wyoming | 0 | 0 | 0 | 0 | 0 | 0 | 0 | 0 | 0 | 11.5 | 0
NG | 1.3 | 0.196 | 2230.02 | 881.14 | Distributed from 923 Generation And Fuel | 2012 |  | PACE | PacifiCorp | 41.7795 | -107.1097 | Wyoming | 0 | 1.3 | 0 | 0 | 0 | 0 | 0 | 0 | 0 | 0 | 0
NG | 1.3 | 0.196 | 2230.02 | 881.14 | Distributed from 923 Generation And Fuel | 2012 |  | PACE | PacifiCorp | 41.7795 | -107.1097 | Wyoming | 0 | 1.3 | 0 | 0 | 0 | 0 | 0 | 0 | 0 | 0 | 0
NG | 1.3 | 0.196 | 2230.02 | 881.14 | Distributed from 923 Generation And Fuel | 2012 |  | PACE | PacifiCorp | 41.7795 | -107.1097 | Wyoming | 0 | 1.3 | 0 | 0 | 0 | 0 | 0 | 0 | 0 | 0 | 0
PRG | 1.3 | 0.342 | 3894.55 | 0 | EIA-923 Generator File | 1954 |  | PACE | PacifiCorp | 41.7795 | -107.1097 | Wyoming | 0 | 0 | 0 | 0 | 0 | 0 | 0 | 0 | 0 | 1.3 | 0
WAT | 4.5 | 0.427 | 16839 | 15079 | Distributed from 923 Generation And Fuel | 1994 |  | WAUW | WAPA-- Western Area Power Administration | 44.5127 | -109.1299 | Wyoming | 0 | 0 | 0 | 0 | 0 | 0 | 0 | 4.5 | 0 | 0 | 0
WAT | 0.5 | 0.773 | 3385.667 | 2530.667 | Distributed from 923 Generation And Fuel | 1940 |  | BPAT | Lower Valley Energy Inc | 42.9051 | -110.8934 | Wyoming | 0 | 0 | 0 | 0 | 0 | 0 | 0 | 0.5 | 0 | 0 | 0
WAT | 0.5 | 0.773 | 3385.667 | 2530.667 | Distributed from 923 Generation And Fuel | 1940 |  | BPAT | Lower Valley Energy Inc | 42.9051 | -110.8934 | Wyoming | 0 | 0 | 0 | 0 | 0 | 0 | 0 | 0.5 | 0 | 0 | 0
WAT | 0.5 | 0.773 | 3385.667 | 2530.667 | Distributed from 923 Generation And Fuel | 1951 |  | BPAT | Lower Valley Energy Inc | 42.9051 | -110.8934 | Wyoming | 0 | 0 | 0 | 0 | 0 | 0 | 0 | 0.5 | 0 | 0 | 0
WAT | 0.8 | 0.496 | 3479.059 | 2600.471 | Distributed from 923 Generation And Fuel | 2009 |  | BPAT | Lower Valley Energy Inc | 42.7284 | -110.9166 | Wyoming | 0 | 0 | 0 | 0 | 0 | 0 | 0 | 0.8 | 0 | 0 | 0
WAT | 0.6 | 0.496 | 2609.294 | 1950.353 | Distributed from 923 Generation And Fuel | 2010 |  | BPAT | Lower Valley Energy Inc | 42.7284 | -110.9166 | Wyoming | 0 | 0 | 0 | 0 | 0 | 0 | 0 | 0.6 | 0 | 0 | 0
WAT | 0.3 | 0.496 | 1304.647 | 975.176 | Distributed from 923 Generation And Fuel | 2010 |  | BPAT | Lower Valley Energy Inc | 42.7284 | -110.9166 | Wyoming | 0 | 0 | 0 | 0 | 0 | 0 | 0 | 0.3 | 0 | 0 | 0
WND | 200 | 0.358 | 627052 | 168606 | Distributed from 923 Generation And Fuel | 2010 |  | PACE | PacifiCorp | 42.9258 | -105.7872 | Wyoming | 0 | 0 | 0 | 0 | 200 | 0 | 0 | 0 | 0 | 0 | 0
WND | 144 | 0.287 | 362139 | 111605 | Distributed from 923 Generation And Fuel | 2003 |  | PACE | PacifiCorp | 41.2874 | -110.5556 | Wyoming | 0 | 0 | 0 | 0 | 144 | 0 | 0 | 0 | 0 | 0 | 0
SUB | 3.5 | 0.817 | 25059 | 10461 | EIA-923 Generator File | 1953 |  | PACE | PacifiCorp | 41.6217 | -109.8119 | Wyoming | 0 | 0 | 3.5 | 0 | 0 | 0 | 0 | 0 | 0 | 0 | 0
SUB | 3.5 | 0.846 | 25925 | 10670 | EIA-923 Generator File | 1953 |  | PACE | PacifiCorp | 41.6217 | -109.8119 | Wyoming | 0 | 0 | 3.5 | 0 | 0 | 0 | 0 | 0 | 0 | 0 | 0
SUB | 4 | 0.79 | 27688 | 11617 | EIA-923 Generator File | 1964 |  | PACE | PacifiCorp | 41.6217 | -109.8119 | Wyoming | 0 | 0 | 4 | 0 | 0 | 0 | 0 | 0 | 0 | 0 | 0
SUB | 10 | 0.789 | 69135 | 27237 | EIA-923 Generator File | 1972 |  | PACE | PacifiCorp | 41.6217 | -109.8119 | Wyoming | 0 | 0 | 10 | 0 | 0 | 0 | 0 | 0 | 0 | 0 | 0
SUB | 10 | 0.587 | 51382 | 31714 | EIA-923 Generator File | 1975 |  | PACE | PacifiCorp | 41.6217 | -109.8119 | Wyoming | 0 | 0 | 10 | 0 | 0 | 0 | 0 | 0 | 0 | 0 | 0
SUB | 10 | 0.89 | 77958 | 31985 | EIA-923 Generator File | 1975 |  | PACE | PacifiCorp | 41.6217 | -109.8119 | Wyoming | 0 | 0 | 10 | 0 | 0 | 0 | 0 | 0 | 0 | 0 | 0
SUB | 402.3 | 0.584 | 2056358 | 685813 | EIA-923 Generator File | 1978 |  | PACE | PacifiCorp | 44.2901 | -105.3815 | Wyoming | 0 | 0 | 402.3 | 0 | 0 | 0 | 0 | 0 | 0 | 0 | 0

## CA
eGRID2016 Generator file sequence number | Plant state abbreviation | Plant name | DOE/EIA ORIS plant or facility code | Generator ID | Number of associated boilers | Generator status | Generator prime mover type | Generator primary fuel | Generator nameplate capacity (MW) | Generator capacity factor | Generator annual net generation (MWh) | Generator ozone season net generation (MWh) | Generation data source | Generator year on-line | Generator planned or actual retirement year | area | utility | latitude | longitude | state | NGCC | NGCT | Coal | Oil | Wind | SolarPV | SolarCSP | Hydro | Nuclear | Other | Bus
1634 | CA | 1420 Coil Av #C | 57310 | 1 | 0 | OP | PV | SUN | 1.3 | 0.14 | 1592 | 847 | Distributed from 923 Generation And Fuel | 2011 |  | LDWP | Los Angeles Department of Water & Power | 33.7943 | -118.2414 | California | 0 | 0 | 0 | 0 | 0 | 1.3 | 0 | 0 | 0 | 0 | 0
1635 | CA | 2081 Terzian Solar Project | 58918 | 2081 | 0 | OP | PV | SUN | 1.2 | 0.247 | 2601 | 1384 | Distributed from 923 Generation And Fuel | 2014 |  | CISO | Pacific Gas & Electric Co | 36.67 | -119.4158 | California | 0 | 0 | 0 | 0 | 0 | 1.2 | 0 | 0 | 0 | 0 | 0
1636 | CA | 2097 Helton Solar Project | 58920 | 2097 | 0 | OP | PV | SUN | 1.5 | 0.289 | 3798 | 2021 | Distributed from 923 Generation And Fuel | 2014 |  | CISO | Pacific Gas & Electric Co | 37.3522 | -120.5069 | California | 0 | 0 | 0 | 0 | 0 | 1.5 | 0 | 0 | 0 | 0 | 0
1637 | CA | 2127 Harris Solar Project | 58919 | 2127 | 0 | OP | PV | SUN | 1.3 | 0.238 | 2712 | 1443 | Distributed from 923 Generation And Fuel | 2014 |  | CISO | Pacific Gas & Electric Co | 39.2917 | -121.6697 | California | 0 | 0 | 0 | 0 | 0 | 1.3 | 0 | 0 | 0 | 0 | 0
1638 | CA | 2555 E Olympic Bl | 57871 | 1 | 0 | OP | PV | SUN | 1 | 0.203 | 1780 | 947 | Distributed from 923 Generation And Fuel | 2012 |  | LDWP | Los Angeles Department of Water & Power | 34.0269 | -118.2242 | California | 0 | 0 | 0 | 0 | 0 | 1 | 0 | 0 | 0 | 0 | 0
1639 | CA | 85 A | 52162 | WGNS | 0 | OP | WT | WND | 14.1 | 0.13 | 16012 | 8811 | Distributed from 923 Generation And Fuel | 1985 |  | CISO | Southern California Edison Co | 35.1011 | -118.3372 | California | 0 | 0 | 0 | 0 | 14.1 | 0 | 0 | 0 | 0 | 0 | 0
1640 | CA | 85 B | 52163 | WTGN | 0 | OP | WT | WND | 21.2 | 0.111 | 20601 | 11336 | Distributed from 923 Generation And Fuel | 1985 |  | CISO | Southern California Edison Co | 35.1011 | -118.3372 | California | 0 | 0 | 0 | 0 | 21.2 | 0 | 0 | 0 | 0 | 0 | 0
1641 | CA | A G Wishon | 293 | 1 | 0 | OP | HY | WAT | 3.2 | 0.306 | 8578.75 | 4482 | Distributed from 923 Generation And Fuel | 1910 |  | CISO | Pacific Gas & Electric Co | 37.151 | -119.5047 | California | 0 | 0 | 0 | 0 | 0 | 0 | 0 | 3.2 | 0 | 0 | 0
1642 | CA | A G Wishon | 293 | 2 | 0 | OP | HY | WAT | 3.2 | 0.306 | 8578.75 | 4482 | Distributed from 923 Generation And Fuel | 1910 |  | CISO | Pacific Gas & Electric Co | 37.151 | -119.5047 | California | 0 | 0 | 0 | 0 | 0 | 0 | 0 | 3.2 | 0 | 0 | 0
1643 | CA | A G Wishon | 293 | 3 | 0 | OP | HY | WAT | 3.2 | 0.306 | 8578.75 | 4482 | Distributed from 923 Generation And Fuel | 1910 |  | CISO | Pacific Gas & Electric Co | 37.151 | -119.5047 | California | 0 | 0 | 0 | 0 | 0 | 0 | 0 | 3.2 | 0 | 0 | 0
1644 | CA | A G Wishon | 293 | 4 | 0 | OP | HY | WAT | 3.2 | 0.306 | 8578.75 | 4482 | Distributed from 923 Generation And Fuel | 1910 |  | CISO | Pacific Gas & Electric Co | 37.151 | -119.5047 | California | 0 | 0 | 0 | 0 | 0 | 0 | 0 | 3.2 | 0 | 0 | 0
1645 | CA | ABEC Bidart-Old River LLC | 58699 | GEN 1 | 0 | OP | IC | OBG | 1 | 0.622 | 5449.5 | 2320.5 | Distributed from 923 Generation And Fuel | 2013 |  | CISO | Pacific Gas & Electric Co | 35.1697 | -119.1056 | California | 0 | 0 | 0 | 0 | 0 | 0 | 0 | 0 | 0 | 1 | 0
1646 | CA | ABEC Bidart-Old River LLC | 58699 | GEN 2 | 0 | OP | IC | OBG | 1 | 0.622 | 5449.5 | 2320.5 | Distributed from 923 Generation And Fuel | 2013 |  | CISO | Pacific Gas & Electric Co | 35.1697 | -119.1056 | California | 0 | 0 | 0 | 0 | 0 | 0 | 0 | 0 | 0 | 1 | 0
1647 | CA | Adelanto Solar II, LLC | 59440 | SAS | 0 | OP | PV | SUN | 7 | 0.281 | 17202 | 9151 | Distributed from 923 Generation And Fuel | 2015 |  | CISO | Southern California Edison Co | 34.5572 | -117.3775 | California | 0 | 0 | 0 | 0 | 0 | 7 | 0 | 0 | 0 | 0 | 0
1648 | CA | Adelanto Solar Project | 57305 | 1 | 0 | OP | PV | SUN | 10 | 0.185 | 16245 | 8642 | Distributed from 923 Generation And Fuel | 2012 |  | LDWP | Intermountain Power Agency | 34.5508 | -117.4353 | California | 0 | 0 | 0 | 0 | 0 | 10 | 0 | 0 | 0 | 0 | 0
1649 | CA | Adelanto Solar, LLC | 59441 | SAS | 0 | OP | PV | SUN | 20 | 0.326 | 57181 | 30420 | Distributed from 923 Generation And Fuel | 2015 |  | CISO | Southern California Edison Co | 34.5572 | -117.3775 | California | 0 | 0 | 0 | 0 | 0 | 20 | 0 | 0 | 0 | 0 | 0
1650 | CA | Adera Solar | 60027 | ADERA | 0 | OP | PV | SUN | 20 | 0.216 | 37763 | 20090 | Distributed from 923 Generation And Fuel | 2015 |  | CISO | Pacific Gas & Electric Co | 37.1206 | -120.3249 | California | 0 | 0 | 0 | 0 | 0 | 20 | 0 | 0 | 0 | 0 | 0
1651 | CA | Adobe San Jose | 57811 | ADB00 | 0 | OP | FC | NG | 0.8 | 0.835 | 5849.333 | 2744 | Distributed from 923 Generation And Fuel | 2010 |  | CISO | Pacific Gas & Electric Co | 37.3306 | -121.8931 | California | 0 | 0.8 | 0 | 0 | 0 | 0 | 0 | 0 | 0 | 0 | 0
1652 | CA | Adobe San Jose | 57811 | ADB01 | 0 | OP | FC | NG | 0.4 | 0.835 | 2924.667 | 1372 | Distributed from 923 Generation And Fuel | 2010 |  | CISO | Pacific Gas & Electric Co | 37.3306 | -121.8931 | California | 0 | 0.4 | 0 | 0 | 0 | 0 | 0 | 0 | 0 | 0 | 0
1653 | CA | Aera San Ardo Cogen Facility | 55184 | UN-A | 0 | OP | GT | NG | 3 | 0.901 | 23669.516 | 11104.355 | Distributed from 923 Generation And Fuel | 1989 |  | CISO | Pacific Gas & Electric Co | 35.9533 | -120.86 | California | 0 | 3 | 0 | 0 | 0 | 0 | 0 | 0 | 0 | 0 | 0
1654 | CA | Aera San Ardo Cogen Facility | 55184 | UN-B | 0 | OP | GT | NG | 3.2 | 0.901 | 25247.484 | 11844.645 | Distributed from 923 Generation And Fuel | 1989 |  | CISO | Pacific Gas & Electric Co | 35.9533 | -120.86 | California | 0 | 3.2 | 0 | 0 | 0 | 0 | 0 | 0 | 0 | 0 | 0
1658 | CA | Aerojet I | 57697 | 1 | 0 | OP | PV | SUN | 3 | 0.218 | 5725 | 3046 | Distributed from 923 Generation And Fuel | 2009 |  | CISO | Southern California Edison Co | 38.6135 | -121.1629 | California | 0 | 0 | 0 | 0 | 0 | 3 | 0 | 0 | 0 | 0 | 0
1659 | CA | Aerojet II | 57698 | 1 | 0 | OP | PV | SUN | 2.7 | 0.163 | 3861 | 2054 | Distributed from 923 Generation And Fuel | 2010 |  | CISO | Southern California Edison Co | 38.6086 | -121.1703 | California | 0 | 0 | 0 | 0 | 0 | 2.7 | 0 | 0 | 0 | 0 | 0
1660 | CA | AES Alamitos LLC | 315 | 1 | 1 | OP | ST | NG | 156 | 0.023 | 30927 | 24078 | EIA-923 Generator File | 1956 | 2019 | CISO | Southern California Edison Co | 33.7688 | -118.1009 | California | 156 | 0 | 0 | 0 | 0 | 0 | 0 | 0 | 0 | 0 | 0
1661 | CA | AES Alamitos LLC | 315 | 2 | 1 | OP | ST | NG | 156 | 0.038 | 52080 | 25406 | EIA-923 Generator File | 1957 | 2019 | CISO | Southern California Edison Co | 33.7688 | -118.1009 | California | 156 | 0 | 0 | 0 | 0 | 0 | 0 | 0 | 0 | 0 | 0
1662 | CA | AES Alamitos LLC | 315 | 3 | 1 | OP | ST | NG | 310 | 0.12 | 326884 | 119466 | EIA-923 Generator File | 1961 | 2020 | CISO | Southern California Edison Co | 33.7688 | -118.1009 | California | 310 | 0 | 0 | 0 | 0 | 0 | 0 | 0 | 0 | 0 | 0
1663 | CA | AES Alamitos LLC | 315 | 4 | 1 | OP | ST | NG | 310 | 0.103 | 280814 | 161912 | EIA-923 Generator File | 1962 | 2020 | CISO | Southern California Edison Co | 33.7688 | -118.1009 | California | 310 | 0 | 0 | 0 | 0 | 0 | 0 | 0 | 0 | 0 | 0
1664 | CA | AES Alamitos LLC | 315 | 5 | 1 | OP | ST | NG | 495 | 0.019 | 81630 | 79514 | EIA-923 Generator File | 1964 | 2019 | CISO | Southern California Edison Co | 33.7688 | -118.1009 | California | 495 | 0 | 0 | 0 | 0 | 0 | 0 | 0 | 0 | 0 | 0
1665 | CA | AES Alamitos LLC | 315 | 6 | 1 | OP | ST | NG | 495 | 0.027 | 117060 | 117060 | EIA-923 Generator File | 1966 | 2020 | CISO | Southern California Edison Co | 33.7688 | -118.1009 | California | 495 | 0 | 0 | 0 | 0 | 0 | 0 | 0 | 0 | 0 | 0
1668 | CA | AES Huntington Beach LLC | 335 | 1 | 1 | OP | ST | NG | 218 | 0.132 | 251450 | 191420 | EIA-923 Generator File | 1958 | 2019 | CISO | Southern California Edison Co | 33.6439 | -117.9792 | California | 218 | 0 | 0 | 0 | 0 | 0 | 0 | 0 | 0 | 0 | 0
1669 | CA | AES Huntington Beach LLC | 335 | 2 | 1 | OP | ST | NG | 218 | 0.123 | 234741 | 178918 | EIA-923 Generator File | 1958 | 2020 | CISO | Southern California Edison Co | 33.6439 | -117.9792 | California | 218 | 0 | 0 | 0 | 0 | 0 | 0 | 0 | 0 | 0 | 0
1673 | CA | AES Redondo Beach LLC | 356 | 5 | 1 | OP | ST | NG | 163.2 | 0.015 | 21465 | 20292 | EIA-923 Generator File | 1954 | 2020 | CISO | Southern California Edison Co | 33.8504 | -118.395 | California | 163.2 | 0 | 0 | 0 | 0 | 0 | 0 | 0 | 0 | 0 | 0
1674 | CA | AES Redondo Beach LLC | 356 | 6 | 1 | OP | ST | NG | 163.2 | 0.033 | 47882 | 36785 | EIA-923 Generator File | 1957 | 2020 | CISO | Southern California Edison Co | 33.8504 | -118.395 | California | 163.2 | 0 | 0 | 0 | 0 | 0 | 0 | 0 | 0 | 0 | 0
1675 | CA | AES Redondo Beach LLC | 356 | 7 | 1 | OP | ST | NG | 495 | 0.041 | 176864 | 176864 | EIA-923 Generator File | 1967 | 2019 | CISO | Southern California Edison Co | 33.8504 | -118.395 | California | 495 | 0 | 0 | 0 | 0 | 0 | 0 | 0 | 0 | 0 | 0
1676 | CA | AES Redondo Beach LLC | 356 | 8 | 1 | OP | ST | NG | 495 | 0.017 | 74344 | 74344 | EIA-923 Generator File | 1967 | 2020 | CISO | Southern California Edison Co | 33.8504 | -118.395 | California | 495 | 0 | 0 | 0 | 0 | 0 | 0 | 0 | 0 | 0 | 0
1677 | CA | Agnews Power Plant | 50748 | GEN1 | 0 | OP | CT | NG | 24.4 | 0.06 | 12821 | 6014.955 | EIA-923 Generator File | 1990 |  | CISO | Pacific Gas & Electric Co | 37.4058 | -121.9272 | California | 24.4 | 0 | 0 | 0 | 0 | 0 | 0 | 0 | 0 | 0 | 0
1678 | CA | Agnews Power Plant | 50748 | GEN2 | 0 | OP | CA | NG | 7.6 | 0.057 | 3819 | 1791.678 | EIA-923 Generator File | 1990 |  | CISO | Pacific Gas & Electric Co | 37.4058 | -121.9272 | California | 7.6 | 0 | 0 | 0 | 0 | 0 | 0 | 0 | 0 | 0 | 0
1679 | CA | Agua Mansa Power Plant | 55951 | AMP1 | 0 | OP | GT | NG | 60.5 | 0.012 | 6466 | 3034 | Distributed from 923 Generation And Fuel | 2003 |  | CISO | City of Colton - (CA) | 34.0414 | -117.3603 | California | 0 | 60.5 | 0 | 0 | 0 | 0 | 0 | 0 | 0 | 0 | 0
1680 | CA | Aidlin Geothermal Power Plant | 52158 | GEN1 | 0 | OP | ST | GEO | 12.5 | 0.572 | 62643 | 26767.5 | Distributed from 923 Generation And Fuel | 1989 |  | CISO | Pacific Gas & Electric Co | 38.8339 | -122.881 | California | 0 | 0 | 0 | 0 | 0 | 0 | 0 | 0 | 0 | 12.5 | 0
1681 | CA | Aidlin Geothermal Power Plant | 52158 | GEN2 | 0 | OP | ST | GEO | 12.5 | 0.572 | 62643 | 26767.5 | Distributed from 923 Generation And Fuel | 1989 |  | CISO | Pacific Gas & Electric Co | 38.8339 | -122.881 | California | 0 | 0 | 0 | 0 | 0 | 0 | 0 | 0 | 0 | 12.5 | 0
1684 | CA | Alamo | 905 | 1 | 0 | OP | HY | WAT | 19.6 | 0.39 | 67000 | 35003 | Distributed from 923 Generation And Fuel | 1986 |  | CISO | Southern California Edison Co | 34.8158 | -118.6867 | California | 0 | 0 | 0 | 0 | 0 | 0 | 0 | 19.6 | 0 | 0 | 0
1685 | CA | Alamo Solar | 59469 | ALAMO | 0 | OP | PV | SUN | 20 | 0.3 | 52591 | 27978 | Distributed from 923 Generation And Fuel | 2015 |  | CISO | Southern California Edison Co | 34.6822 | -117.3475 | California | 0 | 0 | 0 | 0 | 0 | 20 | 0 | 0 | 0 | 0 | 0
1686 | CA | Algonquin Power Sanger LLC | 57564 | CTG | 0 | OP | CT | NG | 49 | 0.226 | 96991 | 43004 | EIA-923 Generator File | 2007 |  | CISO | Pacific Gas & Electric Co | 36.6842 | -119.5522 | California | 49 | 0 | 0 | 0 | 0 | 0 | 0 | 0 | 0 | 0 | 0
1687 | CA | Algonquin Power Sanger LLC | 57564 | STG2 | 1 | OP | CA | NG | 12.5 | 0.212 | 23267 | 10586 | EIA-923 Generator File | 2012 |  | CISO | Pacific Gas & Electric Co | 36.6842 | -119.5522 | California | 12.5 | 0 | 0 | 0 | 0 | 0 | 0 | 0 | 0 | 0 | 0
1690 | CA | Algonquin SKIC20 Solar LLC | 59412 | SKI20 | 0 | OP | PV | SUN | 20 | 0.262 | 45907 | 24422 | Distributed from 923 Generation And Fuel | 2015 |  | CISO | Pacific Gas & Electric Co | 35.1261 | -119.2433 | California | 0 | 0 | 0 | 0 | 0 | 20 | 0 | 0 | 0 | 0 | 0
1698 | CA | Alpaugh 50 | 58003 | SPS50 | 0 | OP | PV | SUN | 50 | 0.304 | 133296 | 74577 | Distributed from 923 Generation And Fuel | 2012 |  | CISO | Pacific Gas & Electric Co | 35.8983 | -119.4353 | California | 0 | 0 | 0 | 0 | 0 | 50 | 0 | 0 | 0 | 0 | 0
1699 | CA | Alpaugh North | 58002 | SPS | 0 | OP | PV | SUN | 20 | 0.299 | 52471 | 27914 | Distributed from 923 Generation And Fuel | 2012 |  | CISO | Pacific Gas & Electric Co | 35.9025 | -119.4428 | California | 0 | 0 | 0 | 0 | 0 | 20 | 0 | 0 | 0 | 0 | 0
1700 | CA | Alpine Solar | 57295 | 1 | 0 | OP | PV | SUN | 66 | 0.286 | 165117 | 80089 | Distributed from 923 Generation And Fuel | 2013 |  | CISO | Southern California Edison Co | 34.7892 | -118.5047 | California | 0 | 0 | 0 | 0 | 0 | 66 | 0 | 0 | 0 | 0 | 0
1703 | CA | Alta Powerhouse | 214 | 1 | 0 | OP | HY | WAT | 1 | 0.357 | 3123 | 1632 | Distributed from 923 Generation And Fuel | 1902 |  | CISO | Pacific Gas & Electric Co | 39.216 | -120.8036 | California | 0 | 0 | 0 | 0 | 0 | 0 | 0 | 1 | 0 | 0 | 0
1705 | CA | Alta Wind Energy Center I | 57282 | AW01 | 0 | OP | WT | WND | 150 | 0.315 | 413363 | 206526 | Distributed from 923 Generation And Fuel | 2011 |  | CISO | Southern California Edison Co | 35.0337 | -118.3534 | California | 0 | 0 | 0 | 0 | 150 | 0 | 0 | 0 | 0 | 0 | 0
1706 | CA | Alta Wind Energy Center II | 57291 | AW02 | 0 | OP | WT | WND | 150 | 0.274 | 360216 | 188545 | Distributed from 923 Generation And Fuel | 2011 |  | CISO | Southern California Edison Co | 35.0239 | -118.2953 | California | 0 | 0 | 0 | 0 | 150 | 0 | 0 | 0 | 0 | 0 | 0
1707 | CA | Alta Wind Energy Center III | 57292 | AW03 | 0 | OP | WT | WND | 150 | 0.29 | 380465 | 196424 | Distributed from 923 Generation And Fuel | 2011 |  | CISO | Southern California Edison Co | 35.0239 | -118.2953 | California | 0 | 0 | 0 | 0 | 150 | 0 | 0 | 0 | 0 | 0 | 0
1708 | CA | Alta Wind Energy Center IV | 57293 | AW04 | 0 | OP | WT | WND | 102 | 0.205 | 183393 | 93422 | Distributed from 923 Generation And Fuel | 2011 |  | CISO | Southern California Edison Co | 35.0086 | -118.2422 | California | 0 | 0 | 0 | 0 | 102 | 0 | 0 | 0 | 0 | 0 | 0
1709 | CA | Alta Wind Energy Center V | 57294 | AW05 | 0 | OP | WT | WND | 168 | 0.199 | 293378 | 146613 | Distributed from 923 Generation And Fuel | 2011 |  | CISO | Southern California Edison Co | 35.0086 | -118.2422 | California | 0 | 0 | 0 | 0 | 168 | 0 | 0 | 0 | 0 | 0 | 0
1710 | CA | Alta Wind VIII | 57835 | AW08 | 0 | OP | WT | WND | 150 | 0.224 | 294789 | 153247 | Distributed from 923 Generation And Fuel | 2012 |  | CISO | Southern California Edison Co | 35.0267 | -118.2348 | California | 0 | 0 | 0 | 0 | 150 | 0 | 0 | 0 | 0 | 0 | 0
1711 | CA | Alta Wind X | 58394 | AW10 | 0 | OP | WT | WND | 138 | 0.302 | 364926 | 190004 | Distributed from 923 Generation And Fuel | 2014 |  | CISO | Southern California Edison Co | 35.06 | -118.2 | California | 0 | 0 | 0 | 0 | 138 | 0 | 0 | 0 | 0 | 0 | 0
1712 | CA | Alta Wind XI | 58395 | AW11 | 0 | OP | WT | WND | 90 | 0.351 | 276368 | 120547 | Distributed from 923 Generation And Fuel | 2014 |  | CISO | Southern California Edison Co | 35.065 | -118.39 | California | 0 | 0 | 0 | 0 | 90 | 0 | 0 | 0 | 0 | 0 | 0
1713 | CA | AltaGas Pomona Energy Inc. | 50300 | BESS1 | 0 | OP | BA | MWH | 20 | 0 | 0 | 0 | Distributed from 923 Generation And Fuel | 2016 |  | CISO | Southern California Edison Co | 34.0594 | -117.7742 | California | 0 | 0 | 0 | 0 | 0 | 0 | 0 | 0 | 0 | 20 | 0
1714 | CA | AltaGas Pomona Energy Inc. | 50300 | GEN1 | 0 | OP | GT | NG | 46 | 0.008 | 3190 | 1497 | Distributed from 923 Generation And Fuel | 1985 |  | CISO | Southern California Edison Co | 34.0594 | -117.7742 | California | 0 | 46 | 0 | 0 | 0 | 0 | 0 | 0 | 0 | 0 | 0
1715 | CA | AltaGas Ripon Energy Inc. | 50299 | GEN1 | 0 | OP | GT | NG | 49.5 | 0.025 | 10941 | 5133 | Distributed from 923 Generation And Fuel | 1988 |  | CISO | Pacific Gas & Electric Co | 37.7325 | -121.116 | California | 0 | 49.5 | 0 | 0 | 0 | 0 | 0 | 0 | 0 | 0 | 0
1716 | CA | Altamont Gas Recovery | 50571 | GEN1 | 0 | OP | GT | LFG | 3 | 0.841 | 22112.5 | 9415.5 | Distributed from 923 Generation And Fuel | 1969 |  | CISO | Pacific Gas & Electric Co | 37.7493 | -121.6499 | California | 0 | 0 | 0 | 0 | 0 | 0 | 0 | 0 | 0 | 3 | 0
1717 | CA | Altamont Gas Recovery | 50571 | GEN2 | 0 | OP | GT | LFG | 3 | 0.841 | 22112.5 | 9415.5 | Distributed from 923 Generation And Fuel | 1989 |  | CISO | Pacific Gas & Electric Co | 37.7493 | -121.6499 | California | 0 | 0 | 0 | 0 | 0 | 0 | 0 | 0 | 0 | 3 | 0
1718 | CA | Altamont Gas Recovery | 50571 | GEN3 | 0 | OP | IC | LFG | 1.3 | 0.056 | 633.5 | 269.5 | Distributed from 923 Generation And Fuel | 2002 |  | CISO | Pacific Gas & Electric Co | 37.7493 | -121.6499 | California | 0 | 0 | 0 | 0 | 0 | 0 | 0 | 0 | 0 | 1.3 | 0
1719 | CA | Altamont Gas Recovery | 50571 | GEN4 | 0 | OP | IC | LFG | 1.3 | 0.056 | 633.5 | 269.5 | Distributed from 923 Generation And Fuel | 2002 |  | CISO | Pacific Gas & Electric Co | 37.7493 | -121.6499 | California | 0 | 0 | 0 | 0 | 0 | 0 | 0 | 0 | 0 | 1.3 | 0
1721 | CA | Altech III | 50485 | GEN1 | 0 | OP | WT | WND | 21.7 | 0.141 | 26763.622 | 15121.701 | Distributed from 923 Generation And Fuel | 1985 |  | CISO | Southern California Edison Co | 33.915 | -116.5551 | California | 0 | 0 | 0 | 0 | 21.7 | 0 | 0 | 0 | 0 | 0 | 0
1722 | CA | Altech III | 50485 | GEN2 | 0 | OP | WT | WND | 3.4 | 0.141 | 4193.378 | 2369.299 | Distributed from 923 Generation And Fuel | 1984 |  | CISO | Southern California Edison Co | 33.915 | -116.5551 | California | 0 | 0 | 0 | 0 | 3.4 | 0 | 0 | 0 | 0 | 0 | 0
1725 | CA | Amazon San Bernardino | 59800 | AMZ00 | 0 | OP | FC | NG | 1.1 | 0.822 | 7923 | 3717 | Distributed from 923 Generation And Fuel | 2014 |  | CISO | Southern California Edison Co | 34.0884 | -117.2458 | California | 0 | 1.1 | 0 | 0 | 0 | 0 | 0 | 0 | 0 | 0 | 0
1726 | CA | Amedee Geothermal Venture I | 50964 | IND | 0 | OP | ST | GEO | 1.5 | 0 | 0 | 0 | Distributed from 923 Generation And Fuel | 1988 |  | CISO | Pacific Gas & Electric Co | 40.3008 | -120.105 | California | 0 | 0 | 0 | 0 | 0 | 0 | 0 | 0 | 0 | 1.5 | 0
1727 | CA | Amedee Geothermal Venture I | 50964 | SYN | 0 | OP | ST | GEO | 1.5 | 0 | 0 | 0 | Distributed from 923 Generation And Fuel | 1988 |  | CISO | Pacific Gas & Electric Co | 40.3008 | -120.105 | California | 0 | 0 | 0 | 0 | 0 | 0 | 0 | 0 | 0 | 1.5 | 0
1728 | CA | Ameresco Butte County | 57771 | 1 | 0 | OP | IC | LFG | 2.3 | 0.787 | 15857 | 6752 | Distributed from 923 Generation And Fuel | 2013 |  | CISO | Pacific Gas & Electric Co | 39.674 | -121.73 | California | 0 | 0 | 0 | 0 | 0 | 0 | 0 | 0 | 0 | 2.3 | 0
1729 | CA | Ameresco Chiquita Canyon | 56898 | 1 | 0 | OP | GT | LFG | 4.6 | 0.596 | 24023 | 10229 | Distributed from 923 Generation And Fuel | 2010 |  | CISO | Southern California Edison Co | 34.4317 | -118.6429 | California | 0 | 0 | 0 | 0 | 0 | 0 | 0 | 0 | 0 | 4.6 | 0
1730 | CA | Ameresco Chiquita Canyon | 56898 | 2 | 0 | OP | GT | LFG | 4.6 | 0.596 | 24023 | 10229 | Distributed from 923 Generation And Fuel | 2010 |  | CISO | Southern California Edison Co | 34.4317 | -118.6429 | California | 0 | 0 | 0 | 0 | 0 | 0 | 0 | 0 | 0 | 4.6 | 0
1731 | CA | Ameresco Forward | 58437 | ENG1 | 0 | OP | IC | LFG | 2.2 | 0.847 | 16324.5 | 6951 | Distributed from 923 Generation And Fuel | 2014 |  | CISO | Pacific Gas & Electric Co | 37.8834 | -121.1851 | California | 0 | 0 | 0 | 0 | 0 | 0 | 0 | 0 | 0 | 2.2 | 0
1732 | CA | Ameresco Forward | 58437 | ENG2 | 0 | OP | IC | LFG | 2.2 | 0.847 | 16324.5 | 6951 | Distributed from 923 Generation And Fuel | 2014 |  | CISO | Pacific Gas & Electric Co | 37.8834 | -121.1851 | California | 0 | 0 | 0 | 0 | 0 | 0 | 0 | 0 | 0 | 2.2 | 0
1733 | CA | Ameresco Johnson Canyon | 58397 | ENG1 | 0 | OP | IC | LFG | 1.4 | 0.853 | 10460 | 4454 | Distributed from 923 Generation And Fuel | 2013 |  | CISO | Pacific Gas & Electric Co | 36.5342 | -121.4086 | California | 0 | 0 | 0 | 0 | 0 | 0 | 0 | 0 | 0 | 1.4 | 0
1734 | CA | Ameresco Keller Canyon | 56897 | 1 | 0 | OP | IC | LFG | 1.9 | 0.91 | 15147.5 | 6450 | Distributed from 923 Generation And Fuel | 2009 |  | CISO | Pacific Gas & Electric Co | 38.0039 | -121.9345 | California | 0 | 0 | 0 | 0 | 0 | 0 | 0 | 0 | 0 | 1.9 | 0
1735 | CA | Ameresco Keller Canyon | 56897 | 2 | 0 | OP | IC | LFG | 1.9 | 0.91 | 15147.5 | 6450 | Distributed from 923 Generation And Fuel | 2009 |  | CISO | Pacific Gas & Electric Co | 38.0039 | -121.9345 | California | 0 | 0 | 0 | 0 | 0 | 0 | 0 | 0 | 0 | 1.9 | 0
1736 | CA | Ameresco Ox Mountain | 56895 | 1 | 0 | OP | IC | LFG | 1.9 | 0.855 | 14231.167 | 6059.667 | Distributed from 923 Generation And Fuel | 2008 |  | CISO | Pacific Gas & Electric Co | 37.5 | -122.4 | California | 0 | 0 | 0 | 0 | 0 | 0 | 0 | 0 | 0 | 1.9 | 0
1737 | CA | Ameresco Ox Mountain | 56895 | 2 | 0 | OP | IC | LFG | 1.9 | 0.855 | 14231.167 | 6059.667 | Distributed from 923 Generation And Fuel | 2008 |  | CISO | Pacific Gas & Electric Co | 37.5 | -122.4 | California | 0 | 0 | 0 | 0 | 0 | 0 | 0 | 0 | 0 | 1.9 | 0
1738 | CA | Ameresco Ox Mountain | 56895 | 3 | 0 | OP | IC | LFG | 1.9 | 0.855 | 14231.167 | 6059.667 | Distributed from 923 Generation And Fuel | 2008 |  | CISO | Pacific Gas & Electric Co | 37.5 | -122.4 | California | 0 | 0 | 0 | 0 | 0 | 0 | 0 | 0 | 0 | 1.9 | 0
1739 | CA | Ameresco Ox Mountain | 56895 | 4 | 0 | OP | IC | LFG | 1.9 | 0.855 | 14231.167 | 6059.667 | Distributed from 923 Generation And Fuel | 2008 |  | CISO | Pacific Gas & Electric Co | 37.5 | -122.4 | California | 0 | 0 | 0 | 0 | 0 | 0 | 0 | 0 | 0 | 1.9 | 0
1740 | CA | Ameresco Ox Mountain | 56895 | 5 | 0 | OP | IC | LFG | 1.9 | 0.855 | 14231.167 | 6059.667 | Distributed from 923 Generation And Fuel | 2008 |  | CISO | Pacific Gas & Electric Co | 37.5 | -122.4 | California | 0 | 0 | 0 | 0 | 0 | 0 | 0 | 0 | 0 | 1.9 | 0
1741 | CA | Ameresco Ox Mountain | 56895 | 6 | 0 | OP | IC | LFG | 1.9 | 0.855 | 14231.167 | 6059.667 | Distributed from 923 Generation And Fuel | 2008 |  | CISO | Pacific Gas & Electric Co | 37.5 | -122.4 | California | 0 | 0 | 0 | 0 | 0 | 0 | 0 | 0 | 0 | 1.9 | 0
1742 | CA | Ameresco San Joaquin | 58436 | ENG1 | 0 | OP | IC | LFG | 2.2 | 0.695 | 13393 | 5703 | Distributed from 923 Generation And Fuel | 2014 |  | CISO | Pacific Gas & Electric Co | 38.0297 | -120.9297 | California | 0 | 0 | 0 | 0 | 0 | 0 | 0 | 0 | 0 | 2.2 | 0
1743 | CA | Ameresco San Joaquin | 58436 | ENG2 | 0 | OP | IC | LFG | 2.2 | 0.695 | 13393 | 5703 | Distributed from 923 Generation And Fuel | 2014 |  | CISO | Pacific Gas & Electric Co | 38.0297 | -120.9297 | California | 0 | 0 | 0 | 0 | 0 | 0 | 0 | 0 | 0 | 2.2 | 0
1744 | CA | Ameresco Santa Cruz Energy | 56428 | Unit1 | 0 | OP | IC | LFG | 1 | 0.747 | 6542 | 2785.667 | Distributed from 923 Generation And Fuel | 2006 |  | CISO | Pacific Gas & Electric Co | 36.9178 | -121.8156 | California | 0 | 0 | 0 | 0 | 0 | 0 | 0 | 0 | 0 | 1 | 0
1745 | CA | Ameresco Santa Cruz Energy | 56428 | Unit2 | 0 | OP | IC | LFG | 1 | 0.747 | 6542 | 2785.667 | Distributed from 923 Generation And Fuel | 2006 |  | CISO | Pacific Gas & Electric Co | 36.9178 | -121.8156 | California | 0 | 0 | 0 | 0 | 0 | 0 | 0 | 0 | 0 | 1 | 0
1746 | CA | Ameresco Santa Cruz Energy | 56428 | Unit3 | 0 | OP | IC | LFG | 1 | 0.747 | 6542 | 2785.667 | Distributed from 923 Generation And Fuel | 2006 |  | CISO | Pacific Gas & Electric Co | 36.9178 | -121.8156 | California | 0 | 0 | 0 | 0 | 0 | 0 | 0 | 0 | 0 | 1 | 0
1747 | CA | Ameresco Vasco Road | 58435 | ENG1 | 0 | OP | IC | LFG | 2.2 | 0.863 | 16625.5 | 7079 | Distributed from 923 Generation And Fuel | 2014 |  | CISO | Pacific Gas & Electric Co | 37.7544 | -121.7289 | California | 0 | 0 | 0 | 0 | 0 | 0 | 0 | 0 | 0 | 2.2 | 0
1748 | CA | Ameresco Vasco Road | 58435 | ENG2 | 0 | OP | IC | LFG | 2.2 | 0.863 | 16625.5 | 7079 | Distributed from 923 Generation And Fuel | 2014 |  | CISO | Pacific Gas & Electric Co | 37.7544 | -121.7289 | California | 0 | 0 | 0 | 0 | 0 | 0 | 0 | 0 | 0 | 2.2 | 0
1750 | CA | Ampersand Chowchilla Biomass LLC | 56706 | AMPC | 1 | OP | ST | WDS | 12.5 | 0.629 | 68912 | 28466 | EIA-923 Generator File | 2008 |  | CISO | Pacific Gas & Electric Co | 37.1067 | -120.2485 | California | 0 | 0 | 0 | 0 | 0 | 0 | 0 | 0 | 0 | 12.5 | 0
1751 | CA | Anaheim GT | 7693 | 1 | 0 | OP | GT | NG | 49.2 | 0.286 | 123093 | 57749 | Distributed from 923 Generation And Fuel | 1991 |  | CISO | City of Anaheim - (CA) | 33.8535 | -117.8563 | California | 0 | 49.2 | 0 | 0 | 0 | 0 | 0 | 0 | 0 | 0 | 0
1752 | CA | Anaheim Solar Energy Plant | 59416 | PV1 | 0 | OP | PV | SUN | 2.1 | 0.184 | 3389 | 1803 | Distributed from 923 Generation And Fuel | 2014 |  | CISO | City of Anaheim - (CA) | 33.8025 | -117.9197 | California | 0 | 0 | 0 | 0 | 0 | 2.1 | 0 | 0 | 0 | 0 | 0
1753 | CA | Angels | 215 | 1 | 0 | OP | HY | WAT | 1.4 | 0.476 | 5833 | 3047 | Distributed from 923 Generation And Fuel | 1940 |  | CISO | Pacific Gas & Electric Co | 38.0719 | -120.5394 | California | 0 | 0 | 0 | 0 | 0 | 0 | 0 | 1.4 | 0 | 0 | 0
1754 | CA | Anheuser-Busch #2 | 59331 | ANB2 | 0 | OP | WT | WND | 1.6 | 0.281 | 3936 | 2166 | Distributed from 923 Generation And Fuel | 2014 |  | CISO | Pacific Gas & Electric Co | 38.2336 | -122.0925 | California | 0 | 0 | 0 | 0 | 1.6 | 0 | 0 | 0 | 0 | 0 | 0
1755 | CA | Antelope Big Sky Ranch | 60279 | ABSR | 0 | OP | PV | SUN | 20 | 0.097 | 17070 | 8612 | Distributed from 923 Generation And Fuel | 2016 |  | CISO | Southern California Edison Co | 34.6948 | -118.2877 | California | 0 | 0 | 0 | 0 | 0 | 20 | 0 | 0 | 0 | 0 | 0
1756 | CA | Antelope DSR 1 | 60186 | DSR1 | 0 | OP | PV | SUN | 50 | 0.015 | 6690 | 0 | Distributed from 923 Generation And Fuel | 2016 |  | CISO | Southern California Edison Co | 34.6556 | -118.2807 | California | 0 | 0 | 0 | 0 | 0 | 50 | 0 | 0 | 0 | 0 | 0
1757 | CA | Antelope DSR 2 | 60187 | DSR2 | 0 | OP | PV | SUN | 5 | 0.032 | 1388 | 0 | Distributed from 923 Generation And Fuel | 2016 |  | CISO | Southern California Edison Co | 34.6869 | -118.3117 | California | 0 | 0 | 0 | 0 | 0 | 5 | 0 | 0 | 0 | 0 | 0
1760 | CA | AP North Lake I, LP | 59610 | APNLI | 0 | OP | PV | SUN | 20 |  |  |  |  | 2015 |  | CISO | Southern California Edison Co | 33.74 | -117.0106 | California | 0 | 0 | 0 | 0 | 0 | 20 | 0 | 0 | 0 | 0 | 0
1764 | CA | Argus Cogen Plant | 10684 | TG8 | 2 | OP | ST | RC | 27.5 | 0.675 | 162502 | 66966 | EIA-923 Generator File | 1978 |  | CISO | Southern California Edison Co | 35.765 | -117.3833 | California | 0 | 0 | 0 | 0 | 0 | 0 | 0 | 0 | 0 | 27.5 | 0
1765 | CA | Argus Cogen Plant | 10684 | TG9 | 2 | OP | ST | RC | 27.5 | 0.678 | 163400 | 65073 | EIA-923 Generator File | 1978 |  | CISO | Southern California Edison Co | 35.765 | -117.3833 | California | 0 | 0 | 0 | 0 | 0 | 0 | 0 | 0 | 0 | 27.5 | 0
1766 | CA | Arrache 4006 | 58445 | 1 | 0 | OP | PV | SUN | 1 | 0.162 | 1417.5 | 754 | Distributed from 923 Generation And Fuel | 2013 |  | CISO | Southern California Edison Co | 34.655 | -118.0511 | California | 0 | 0 | 0 | 0 | 0 | 1 | 0 | 0 | 0 | 0 | 0
1767 | CA | Arrache 4006 | 58445 | 2 | 0 | OP | PV | SUN | 1 | 0.162 | 1417.5 | 754 | Distributed from 923 Generation And Fuel | 2013 |  | CISO | Southern California Edison Co | 34.655 | -118.0511 | California | 0 | 0 | 0 | 0 | 0 | 1 | 0 | 0 | 0 | 0 | 0
1768 | CA | Arrache 4013 | 58446 | 1 | 0 | OP | PV | SUN | 1.5 | 0.336 | 4410 | 2346 | Distributed from 923 Generation And Fuel | 2013 |  | CISO | Southern California Edison Co | 34.6506 | -118.0519 | California | 0 | 0 | 0 | 0 | 0 | 1.5 | 0 | 0 | 0 | 0 | 0
1769 | CA | Arrache 8083 | 58447 | 1 | 0 | OP | PV | SUN | 1.5 | 0.102 | 1337.625 | 711.75 | Distributed from 923 Generation And Fuel | 2013 |  | CISO | Southern California Edison Co | 34.6478 | -118.0611 | California | 0 | 0 | 0 | 0 | 0 | 1.5 | 0 | 0 | 0 | 0 | 0
1770 | CA | Arrache 8083 | 58447 | 2 | 0 | OP | PV | SUN | 1.5 | 0.102 | 1337.625 | 711.75 | Distributed from 923 Generation And Fuel | 2013 |  | CISO | Southern California Edison Co | 34.6478 | -118.0611 | California | 0 | 0 | 0 | 0 | 0 | 1.5 | 0 | 0 | 0 | 0 | 0
1771 | CA | Arrache 8083 | 58447 | 3 | 0 | OP | PV | SUN | 1 | 0.102 | 891.75 | 474.5 | Distributed from 923 Generation And Fuel | 2013 |  | CISO | Southern California Edison Co | 34.6478 | -118.0611 | California | 0 | 0 | 0 | 0 | 0 | 1 | 0 | 0 | 0 | 0 | 0
1773 | CA | ASTI | 58889 | ASTI | 0 | OP | PV | SUN | 1 | 0.176 | 1541 | 820 | Distributed from 923 Generation And Fuel | 2009 |  | CISO | Pacific Gas & Electric Co | 38.7614 | -122.9753 | California | 0 | 0 | 0 | 0 | 0 | 1 | 0 | 0 | 0 | 0 | 0
1774 | CA | AT&T Anaheim | 61154 | AT058 | 0 | OP | FC | NG | 1.3 | 0.24 | 2728 | 757 | Distributed from 923 Generation And Fuel | 2016 |  | CISO | City of Anaheim - (CA) | 33.8364 | -117.9169 | California | 0 | 1.3 | 0 | 0 | 0 | 0 | 0 | 0 | 0 | 0 | 0
1775 | CA | AT&T Holger | 61153 | AT057 | 0 | OP | FC | NG | 1.3 | 0.371 | 4229 | 2617 | Distributed from 923 Generation And Fuel | 2016 |  | CISO | Pacific Gas & Electric Co | 37.4176 | -121.9445 | California | 0 | 1.3 | 0 | 0 | 0 | 0 | 0 | 0 | 0 | 0 | 0
1776 | CA | Atwell Island | 58366 | 1 | 0 | OP | PV | SUN | 20.2 | 0.233 | 41255 | 21948 | Distributed from 923 Generation And Fuel | 2013 |  | CISO | Pacific Gas & Electric Co | 35.895 | -119.5108 | California | 0 | 0 | 0 | 0 | 0 | 20.2 | 0 | 0 | 0 | 0 | 0
1777 | CA | Atwell Island West Solar | 59414 | AWCA | 0 | OP | PV | SUN | 20 | 0.325 | 56979 | 30313 | Distributed from 923 Generation And Fuel | 2015 |  | CISO | Pacific Gas & Electric Co | 35.815 | -119.4597 | California | 0 | 0 | 0 | 0 | 0 | 20 | 0 | 0 | 0 | 0 | 0
1778 | CA | AV Solar Ranch One | 57378 | AVSR | 0 | OP | PV | SUN | 253 | 0.277 | 614294 | 306629 | Distributed from 923 Generation And Fuel | 2014 |  | CISO | Southern California Edison Co | 34.7803 | -118.4244 | California | 0 | 0 | 0 | 0 | 0 | 253 | 0 | 0 | 0 | 0 | 0
1779 | CA | Avenal Park | 57359 | 1 | 0 | OP | PV | SUN | 6 | 0.243 | 12761 | 6789 | Distributed from 923 Generation And Fuel | 2011 |  | CISO | Pacific Gas & Electric Co | 35.9897 | -120.11 | California | 0 | 0 | 0 | 0 | 0 | 6 | 0 | 0 | 0 | 0 | 0
1780 | CA | AVS Lancaster 1 | 60085 | PV1 | 0 | OP | PV | SUN | 3.7 | 0 | 0 | 0 | Distributed from 923 Generation And Fuel | 2016 |  | CISO | Southern California Edison Co | 34.7489 | -117.9736 | California | 0 | 0 | 0 | 0 | 0 | 3.7 | 0 | 0 | 0 | 0 | 0
1781 | CA | Azusa | 6449 | 1 | 0 | OP | HY | WAT | 3 | 0 | 0 | 0 | Distributed from 923 Generation And Fuel | 1949 |  | CISO | Southern California Edison Co | 34.1548 | -117.9093 | California | 0 | 0 | 0 | 0 | 0 | 0 | 0 | 3 | 0 | 0 | 0
1782 | CA | B Braun Medical | 50200 | GEN1 | 0 | OP | GT | NG | 2.8 | 0.684 | 16777.049 | 7870.754 | Distributed from 923 Generation And Fuel | 1982 |  | CISO | Southern California Edison Co | 33.6887 | -117.8348 | California | 0 | 2.8 | 0 | 0 | 0 | 0 | 0 | 0 | 0 | 0 | 0
1783 | CA | B Braun Medical | 50200 | GEN2 | 0 | OP | GT | NG | 3.3 | 0.684 | 19772.951 | 9276.246 | Distributed from 923 Generation And Fuel | 1995 |  | CISO | Southern California Edison Co | 33.6887 | -117.8348 | California | 0 | 3.3 | 0 | 0 | 0 | 0 | 0 | 0 | 0 | 0 | 0
1784 | CA | Badger Creek Limited | 10650 | GEN1 | 0 | OP | GT | NG | 46 | 0.008 | 3339 | 1566 | Distributed from 923 Generation And Fuel | 1991 |  | CISO | Pacific Gas & Electric Co | 35.4837 | -119.0299 | California | 0 | 46 | 0 | 0 | 0 | 0 | 0 | 0 | 0 | 0 | 0
1785 | CA | Baker Creek Hydroelectric | 59428 | GENE1 | 0 | OP | HY | WAT | 1.4 | 0.311 | 3812.667 | 1991.733 | Distributed from 923 Generation And Fuel | 2014 |  | CISO | Pacific Gas & Electric Co | 40.5264 | -123.7256 | California | 0 | 0 | 0 | 0 | 0 | 0 | 0 | 1.4 | 0 | 0 | 0
1786 | CA | Baker Creek Hydroelectric | 59428 | GENE2 | 0 | OP | HY | WAT | 0.1 | 0.311 | 272.333 | 142.267 | Distributed from 923 Generation And Fuel | 2014 |  | CISO | Pacific Gas & Electric Co | 40.5264 | -123.7256 | California | 0 | 0 | 0 | 0 | 0 | 0 | 0 | 0.1 | 0 | 0 | 0
1787 | CA | Bakersfield 111 | 59948 | BF111 | 0 | OP | PV | SUN | 1.4 | 0.271 | 3323 | 1768 | Distributed from 923 Generation And Fuel | 2015 |  | PACW | Pacific Gas & Electric Co | 35.3176 | -118.9899 | California | 0 | 0 | 0 | 0 | 0 | 1.4 | 0 | 0 | 0 | 0 | 0
1788 | CA | Bakersfield College Solar 01 | 57655 | BC01 | 0 | OP | PV | SUN | 1.1 | 0.212 | 2046 | 1088 | Distributed from 923 Generation And Fuel | 2010 |  | CISO | Pacific Gas & Electric Co | 35.4118 | -118.9686 | California | 0 | 0 | 0 | 0 | 0 | 1.1 | 0 | 0 | 0 | 0 | 0
1791 | CA | Balch 1 | 217 | 1 | 0 | OP | HY | WAT | 31 | 0.488 | 132644 | 69298 | Distributed from 923 Generation And Fuel | 1927 |  | CISO | Pacific Gas & Electric Co | 36.9091 | -119.0877 | California | 0 | 0 | 0 | 0 | 0 | 0 | 0 | 31 | 0 | 0 | 0
1792 | CA | Balch 2 | 218 | 2 | 0 | OP | HY | WAT | 48.6 | 0.39 | 165958 | 102035.5 | Distributed from 923 Generation And Fuel | 1958 |  | CISO | Pacific Gas & Electric Co | 36.9089 | -119.0876 | California | 0 | 0 | 0 | 0 | 0 | 0 | 0 | 48.6 | 0 | 0 | 0
1793 | CA | Balch 2 | 218 | 3 | 0 | OP | HY | WAT | 48.6 | 0.39 | 165958 | 102035.5 | Distributed from 923 Generation And Fuel | 1958 |  | CISO | Pacific Gas & Electric Co | 36.9089 | -119.0876 | California | 0 | 0 | 0 | 0 | 0 | 0 | 0 | 48.6 | 0 | 0 | 0
1794 | CA | Barre Peaker | 56474 | 1 | 0 | OP | GT | NG | 49.8 | 0.066 | 28750 | 13488 | Distributed from 923 Generation And Fuel | 2007 |  | CISO | Southern California Edison Co | 33.8073 | -117.9832 | California | 0 | 49.8 | 0 | 0 | 0 | 0 | 0 | 0 | 0 | 0 | 0
1803 | CA | Bear Creek | 50156 | GEN1 | 0 | OP | HY | WAT | 3.2 | 0.217 | 6078 | 3175 | Distributed from 923 Generation And Fuel | 1990 |  | CISO | Pacific Gas & Electric Co | 40.5345 | -121.9591 | California | 0 | 0 | 0 | 0 | 0 | 0 | 0 | 3.2 | 0 | 0 | 0
1804 | CA | Bear Creek Solar | 58508 | PV3 | 0 | OP | PV | SUN | 1.5 | 0.283 | 3722 | 1980 | Distributed from 923 Generation And Fuel | 2014 |  | CISO | Pacific Gas & Electric Co | 38.1364 | -121.1489 | California | 0 | 0 | 0 | 0 | 0 | 1.5 | 0 | 0 | 0 | 0 | 0
1805 | CA | Bear Mountain Limited | 10649 | GEN1 | 0 | OP | GT | NG | 46 | 0.02 | 8073 | 3787 | Distributed from 923 Generation And Fuel | 1995 |  | CISO | Pacific Gas & Electric Co | 35.4192 | -118.9266 | California | 0 | 46 | 0 | 0 | 0 | 0 | 0 | 0 | 0 | 0 | 0
1806 | CA | Bear Valley | 457 | HC1 | 0 | OP | HY | WAT | 0.7 | 0.066 | 403 | 210.5 | Distributed from 923 Generation And Fuel | 1986 |  | CISO | San Diego Gas & Electric Co | 33.1662 | -117.0166 | California | 0 | 0 | 0 | 0 | 0 | 0 | 0 | 0.7 | 0 | 0 | 0
1807 | CA | Bear Valley | 457 | HC2 | 0 | OP | HY | WAT | 0.7 | 0.066 | 403 | 210.5 | Distributed from 923 Generation And Fuel | 1986 |  | CISO | San Diego Gas & Electric Co | 33.1662 | -117.0166 | California | 0 | 0 | 0 | 0 | 0 | 0 | 0 | 0.7 | 0 | 0 | 0
1808 | CA | Bear Valley Power Plant | 56346 | ICE1 | 0 | OP | IC | NG | 1.2 |  | -5.143 | -2.413 | Data from EIA-923 Generator File overwritten with distributed data from EIA-923 Generation and Fuel | 2005 |  | CISO | Bear Valley Electric Service | 34.2506 | -116.9025 | California | 0 | 1.2 | 0 | 0 | 0 | 0 | 0 | 0 | 0 | 0 | 0
1809 | CA | Bear Valley Power Plant | 56346 | ICE2 | 0 | OP | IC | NG | 1.2 |  | -5.143 | -2.413 | Data from EIA-923 Generator File overwritten with distributed data from EIA-923 Generation and Fuel | 2005 |  | CISO | Bear Valley Electric Service | 34.2506 | -116.9025 | California | 0 | 1.2 | 0 | 0 | 0 | 0 | 0 | 0 | 0 | 0 | 0
1810 | CA | Bear Valley Power Plant | 56346 | ICE3 | 0 | OP | IC | NG | 1.2 |  | -5.143 | -2.413 | Data from EIA-923 Generator File overwritten with distributed data from EIA-923 Generation and Fuel | 2005 |  | CISO | Bear Valley Electric Service | 34.2506 | -116.9025 | California | 0 | 1.2 | 0 | 0 | 0 | 0 | 0 | 0 | 0 | 0 | 0
1811 | CA | Bear Valley Power Plant | 56346 | ICE4 | 0 | OP | IC | NG | 1.2 |  | -5.143 | -2.413 | Data from EIA-923 Generator File overwritten with distributed data from EIA-923 Generation and Fuel | 2005 |  | CISO | Bear Valley Electric Service | 34.2506 | -116.9025 | California | 0 | 1.2 | 0 | 0 | 0 | 0 | 0 | 0 | 0 | 0 | 0
1812 | CA | Bear Valley Power Plant | 56346 | ICE5 | 0 | OP | IC | NG | 1.2 |  | -5.143 | -2.413 | Data from EIA-923 Generator File overwritten with distributed data from EIA-923 Generation and Fuel | 2005 |  | CISO | Bear Valley Electric Service | 34.2506 | -116.9025 | California | 0 | 1.2 | 0 | 0 | 0 | 0 | 0 | 0 | 0 | 0 | 0
1813 | CA | Bear Valley Power Plant | 56346 | ICE6 | 0 | OP | IC | NG | 1.2 |  | -5.143 | -2.413 | Data from EIA-923 Generator File overwritten with distributed data from EIA-923 Generation and Fuel | 2005 |  | CISO | Bear Valley Electric Service | 34.2506 | -116.9025 | California | 0 | 1.2 | 0 | 0 | 0 | 0 | 0 | 0 | 0 | 0 | 0
1814 | CA | Bear Valley Power Plant | 56346 | ICE7 | 0 | OP | IC | NG | 1.2 |  | -5.143 | -2.413 | Data from EIA-923 Generator File overwritten with distributed data from EIA-923 Generation and Fuel | 2005 |  | CISO | Bear Valley Electric Service | 34.2506 | -116.9025 | California | 0 | 1.2 | 0 | 0 | 0 | 0 | 0 | 0 | 0 | 0 | 0
1815 | CA | Beardsley | 414 | 1 | 0 | OP | HY | WAT | 10 | 0.781 | 68443 | 35757 | Distributed from 923 Generation And Fuel | 1957 |  | CISO | Pacific Gas & Electric Co | 38.2026 | -120.077 | California | 0 | 0 | 0 | 0 | 0 | 0 | 0 | 10 | 0 | 0 | 0
1816 | CA | Belden | 219 | 1 | 0 | OP | HY | WAT | 117.9 | 0.176 | 181578 | 145227 | Distributed from 923 Generation And Fuel | 1969 |  | CISO | Pacific Gas & Electric Co | 40.0074 | -121.2494 | California | 0 | 0 | 0 | 0 | 0 | 0 | 0 | 117.9 | 0 | 0 | 0
1817 | CA | Beringer | 58890 | BERI | 0 | OP | PV | SUN | 1.2 | 0.155 | 1629 | 867 | Distributed from 923 Generation And Fuel | 2009 |  | CISO | Pacific Gas & Electric Co | 38.5108 | -122.4797 | California | 0 | 0 | 0 | 0 | 0 | 1.2 | 0 | 0 | 0 | 0 | 0
1818 | CA | Berry Cogen | 50170 | GEN1 | 0 | OP | GT | NG | 38.7 | 0.915 | 310119 | 145492 | Distributed from 923 Generation And Fuel | 1986 |  | CISO | Pacific Gas & Electric Co | 35.093 | -119.4436 | California | 0 | 38.7 | 0 | 0 | 0 | 0 | 0 | 0 | 0 | 0 | 0
1819 | CA | Berry Cogen Tanne Hills 18 | 50622 | GEN1 | 0 | OP | GT | NG | 8.8 | 0.877 | 67573 | 31702 | Distributed from 923 Generation And Fuel | 1986 |  | CISO | Pacific Gas & Electric Co | 35.0898 | -119.4409 | California | 0 | 8.8 | 0 | 0 | 0 | 0 | 0 | 0 | 0 | 0 | 0
1820 | CA | Berry Cogen Tanne Hills 18 | 50622 | GEN2 | 0 | OP | GT | NG | 8.8 | 0.877 | 67573 | 31702 | Distributed from 923 Generation And Fuel | 1986 |  | CISO | Pacific Gas & Electric Co | 35.0898 | -119.4409 | California | 0 | 8.8 | 0 | 0 | 0 | 0 | 0 | 0 | 0 | 0 | 0
1821 | CA | Berry Placerita Cogen | 52096 | GEN1 | 0 | OP | GT | NG | 21.4 | 0.811 | 152029 | 71324 | Distributed from 923 Generation And Fuel | 1990 |  | CISO | Southern California Edison Co | 34.3841 | -118.4949 | California | 0 | 21.4 | 0 | 0 | 0 | 0 | 0 | 0 | 0 | 0 | 0
1822 | CA | Berry Placerita Cogen | 52096 | GEN2 | 0 | OP | GT | NG | 21.4 | 0.811 | 152029 | 71324 | Distributed from 923 Generation And Fuel | 1990 |  | CISO | Southern California Edison Co | 34.3841 | -118.4949 | California | 0 | 21.4 | 0 | 0 | 0 | 0 | 0 | 0 | 0 | 0 | 0
1823 | CA | Bidwell Ditch Project | 10880 | GEN1 | 0 | OP | HY | WAT | 1.8 | 0.641 | 10103 | 5278 | Distributed from 923 Generation And Fuel | 1987 |  | CISO | Pacific Gas & Electric Co | 40.8014 | -121.4481 | California | 0 | 0 | 0 | 0 | 0 | 0 | 0 | 1.8 | 0 | 0 | 0
1824 | CA | Big Creek 1 | 317 | 1 | 0 | OP | HY | WAT | 19.8 | 0.364 | 63203.213 | 42393.95 | Distributed from 923 Generation And Fuel | 1913 |  | CISO | Southern California Edison Co | 37.2042 | -119.2396 | California | 0 | 0 | 0 | 0 | 0 | 0 | 0 | 19.8 | 0 | 0 | 0
1825 | CA | Big Creek 1 | 317 | 2 | 0 | OP | HY | WAT | 15.8 | 0.364 | 50434.887 | 33829.516 | Distributed from 923 Generation And Fuel | 1913 |  | CISO | Southern California Edison Co | 37.2042 | -119.2396 | California | 0 | 0 | 0 | 0 | 0 | 0 | 0 | 15.8 | 0 | 0 | 0
1826 | CA | Big Creek 1 | 317 | 3 | 0 | OP | HY | WAT | 21.6 | 0.364 | 68948.959 | 46247.946 | Distributed from 923 Generation And Fuel | 1923 |  | CISO | Southern California Edison Co | 37.2042 | -119.2396 | California | 0 | 0 | 0 | 0 | 0 | 0 | 0 | 21.6 | 0 | 0 | 0
1827 | CA | Big Creek 1 | 317 | 4 | 0 | OP | HY | WAT | 31.2 | 0.364 | 99592.941 | 66802.588 | Distributed from 923 Generation And Fuel | 1925 |  | CISO | Southern California Edison Co | 37.2042 | -119.2396 | California | 0 | 0 | 0 | 0 | 0 | 0 | 0 | 31.2 | 0 | 0 | 0
1828 | CA | Big Creek 2 | 318 | 3 | 0 | OP | HY | WAT | 15.8 | 0.57 | 78914.357 | 41228.036 | Distributed from 923 Generation And Fuel | 1913 |  | CISO | Southern California Edison Co | 37.2 | -119.3069 | California | 0 | 0 | 0 | 0 | 0 | 0 | 0 | 15.8 | 0 | 0 | 0
1829 | CA | Big Creek 2 | 318 | 4 | 0 | OP | HY | WAT | 15.8 | 0.57 | 78914.357 | 41228.036 | Distributed from 923 Generation And Fuel | 1914 |  | CISO | Southern California Edison Co | 37.2 | -119.3069 | California | 0 | 0 | 0 | 0 | 0 | 0 | 0 | 15.8 | 0 | 0 | 0
1830 | CA | Big Creek 2 | 318 | 5 | 0 | OP | HY | WAT | 17.5 | 0.57 | 87405.143 | 45663.964 | Distributed from 923 Generation And Fuel | 1921 |  | CISO | Southern California Edison Co | 37.2 | -119.3069 | California | 0 | 0 | 0 | 0 | 0 | 0 | 0 | 17.5 | 0 | 0 | 0
1831 | CA | Big Creek 2 | 318 | 6 | 0 | OP | HY | WAT | 17.5 | 0.57 | 87405.143 | 45663.964 | Distributed from 923 Generation And Fuel | 1925 |  | CISO | Southern California Edison Co | 37.2 | -119.3069 | California | 0 | 0 | 0 | 0 | 0 | 0 | 0 | 17.5 | 0 | 0 | 0
1832 | CA | Big Creek 2A | 322 | 1 | 0 | OP | HY | WAT | 55 | 0.373 | 179622 | 134062 | Distributed from 923 Generation And Fuel | 1928 |  | CISO | Southern California Edison Co | 37.2001 | -119.3068 | California | 0 | 0 | 0 | 0 | 0 | 0 | 0 | 55 | 0 | 0 | 0
1833 | CA | Big Creek 2A | 322 | 2 | 0 | OP | HY | WAT | 55 | 0.373 | 179622 | 134062 | Distributed from 923 Generation And Fuel | 1928 |  | CISO | Southern California Edison Co | 37.2001 | -119.3068 | California | 0 | 0 | 0 | 0 | 0 | 0 | 0 | 55 | 0 | 0 | 0
1834 | CA | Big Creek 3 | 319 | 1 | 0 | OP | HY | WAT | 34 | 0.499 | 148737.238 | 78316.126 | Distributed from 923 Generation And Fuel | 1923 |  | CISO | Southern California Edison Co | 37.1485 | -119.3866 | California | 0 | 0 | 0 | 0 | 0 | 0 | 0 | 34 | 0 | 0 | 0
1835 | CA | Big Creek 3 | 319 | 2 | 0 | OP | HY | WAT | 34 | 0.499 | 148737.238 | 78316.126 | Distributed from 923 Generation And Fuel | 1923 |  | CISO | Southern California Edison Co | 37.1485 | -119.3866 | California | 0 | 0 | 0 | 0 | 0 | 0 | 0 | 34 | 0 | 0 | 0
1836 | CA | Big Creek 3 | 319 | 3 | 0 | OP | HY | WAT | 34 | 0.499 | 148737.238 | 78316.126 | Distributed from 923 Generation And Fuel | 1923 |  | CISO | Southern California Edison Co | 37.1485 | -119.3866 | California | 0 | 0 | 0 | 0 | 0 | 0 | 0 | 34 | 0 | 0 | 0
1837 | CA | Big Creek 3 | 319 | 4 | 0 | OP | HY | WAT | 36 | 0.499 | 157486.487 | 82922.957 | Distributed from 923 Generation And Fuel | 1948 |  | CISO | Southern California Edison Co | 37.1485 | -119.3866 | California | 0 | 0 | 0 | 0 | 0 | 0 | 0 | 36 | 0 | 0 | 0
1838 | CA | Big Creek 3 | 319 | 5 | 0 | OP | HY | WAT | 36.5 | 0.499 | 159673.799 | 84074.665 | Distributed from 923 Generation And Fuel | 1980 |  | CISO | Southern California Edison Co | 37.1485 | -119.3866 | California | 0 | 0 | 0 | 0 | 0 | 0 | 0 | 36.5 | 0 | 0 | 0
1839 | CA | Big Creek 4 | 320 | 1 | 0 | OP | HY | WAT | 50 | 0.432 | 189319 | 103251 | Distributed from 923 Generation And Fuel | 1951 |  | CISO | Southern California Edison Co | 37.139 | -119.4898 | California | 0 | 0 | 0 | 0 | 0 | 0 | 0 | 50 | 0 | 0 | 0
1840 | CA | Big Creek 4 | 320 | 2 | 0 | OP | HY | WAT | 50 | 0.432 | 189319 | 103251 | Distributed from 923 Generation And Fuel | 1951 |  | CISO | Southern California Edison Co | 37.139 | -119.4898 | California | 0 | 0 | 0 | 0 | 0 | 0 | 0 | 50 | 0 | 0 | 0
1841 | CA | Big Creek 8 | 321 | 1 | 0 | OP | HY | WAT | 30 | 0.324 | 85108.8 | 44464 | Distributed from 923 Generation And Fuel | 1921 |  | CISO | Southern California Edison Co | 37.2096 | -119.3289 | California | 0 | 0 | 0 | 0 | 0 | 0 | 0 | 30 | 0 | 0 | 0
1842 | CA | Big Creek 8 | 321 | 2 | 0 | OP | HY | WAT | 45 | 0.324 | 127663.2 | 66696 | Distributed from 923 Generation And Fuel | 1929 |  | CISO | Southern California Edison Co | 37.2096 | -119.3289 | California | 0 | 0 | 0 | 0 | 0 | 0 | 0 | 45 | 0 | 0 | 0
1843 | CA | Big Creek Water Works | 10282 | BCHY | 0 | OP | HY | WAT | 5 | 0.238 | 10436 | 5452 | Distributed from 923 Generation And Fuel | 1987 |  | CISO | Pacific Gas & Electric Co | 40.6467 | -123.498 | California | 0 | 0 | 0 | 0 | 0 | 0 | 0 | 5 | 0 | 0 | 0
1844 | CA | Big Pine Creek | 391 | 1 | 0 | OP | HY | WAT | 3.2 | 0.053 | 1484 | 775 | Distributed from 923 Generation And Fuel | 1925 |  | LDWP | Los Angeles Department of Water & Power | 37.1428 | -118.3241 | California | 0 | 0 | 0 | 0 | 0 | 0 | 0 | 3.2 | 0 | 0 | 0
1846 | CA | Biola University | 54296 | EG1 | 0 | OP | IC | NG | 0.6 | 0.669 | 3514.091 | 1648.636 | Distributed from 923 Generation And Fuel | 1990 |  | CISO | Southern California Edison Co | 33.907 | -118.0131 | California | 0 | 0.6 | 0 | 0 | 0 | 0 | 0 | 0 | 0 | 0 | 0
1847 | CA | Biola University | 54296 | EG2 | 0 | OP | IC | NG | 0.6 | 0.669 | 3514.091 | 1648.636 | Distributed from 923 Generation And Fuel | 1990 |  | CISO | Southern California Edison Co | 33.907 | -118.0131 | California | 0 | 0.6 | 0 | 0 | 0 | 0 | 0 | 0 | 0 | 0 | 0
1848 | CA | Biola University | 54296 | EG3 | 0 | OP | IC | NG | 1 | 0.669 | 5856.818 | 2747.727 | Distributed from 923 Generation And Fuel | 2002 |  | CISO | Southern California Edison Co | 33.907 | -118.0131 | California | 0 | 1 | 0 | 0 | 0 | 0 | 0 | 0 | 0 | 0 | 0
1849 | CA | Bishop Creek 2 | 323 | 1 | 0 | OP | HY | WAT | 2.5 | 0.389 | 8514.041 | 4447.945 | Distributed from 923 Generation And Fuel | 1908 |  | CISO | Southern California Edison Co | 37.2736 | -118.5733 | California | 0 | 0 | 0 | 0 | 0 | 0 | 0 | 2.5 | 0 | 0 | 0
1850 | CA | Bishop Creek 2 | 323 | 2 | 0 | OP | HY | WAT | 2.5 | 0.389 | 8514.041 | 4447.945 | Distributed from 923 Generation And Fuel | 1908 |  | CISO | Southern California Edison Co | 37.2736 | -118.5733 | California | 0 | 0 | 0 | 0 | 0 | 0 | 0 | 2.5 | 0 | 0 | 0
1851 | CA | Bishop Creek 2 | 323 | 3 | 0 | OP | HY | WAT | 2.3 | 0.389 | 7832.918 | 4092.11 | Distributed from 923 Generation And Fuel | 1911 |  | CISO | Southern California Edison Co | 37.2736 | -118.5733 | California | 0 | 0 | 0 | 0 | 0 | 0 | 0 | 2.3 | 0 | 0 | 0
1852 | CA | Bishop Creek 3 | 324 | 1 | 0 | OP | HY | WAT | 2.8 | 0.311 | 7626.667 | 3984.333 | Distributed from 923 Generation And Fuel | 1913 |  | CISO | Southern California Edison Co | 37.302 | -118.532 | California | 0 | 0 | 0 | 0 | 0 | 0 | 0 | 2.8 | 0 | 0 | 0
1853 | CA | Bishop Creek 3 | 324 | 2 | 0 | OP | HY | WAT | 2.8 | 0.311 | 7626.667 | 3984.333 | Distributed from 923 Generation And Fuel | 1913 |  | CISO | Southern California Edison Co | 37.302 | -118.532 | California | 0 | 0 | 0 | 0 | 0 | 0 | 0 | 2.8 | 0 | 0 | 0
1854 | CA | Bishop Creek 3 | 324 | 3 | 0 | OP | HY | WAT | 2.8 | 0.311 | 7626.667 | 3984.333 | Distributed from 923 Generation And Fuel | 1913 |  | CISO | Southern California Edison Co | 37.302 | -118.532 | California | 0 | 0 | 0 | 0 | 0 | 0 | 0 | 2.8 | 0 | 0 | 0
1855 | CA | Bishop Creek 4 | 325 | 1 | 0 | OP | HY | WAT | 1 | 0.33 | 2888.78 | 1509.268 | Distributed from 923 Generation And Fuel | 1905 |  | CISO | Southern California Edison Co | 37.323 | -118.5017 | California | 0 | 0 | 0 | 0 | 0 | 0 | 0 | 1 | 0 | 0 | 0
1856 | CA | Bishop Creek 4 | 325 | 2 | 0 | OP | HY | WAT | 1 | 0.33 | 2888.78 | 1509.268 | Distributed from 923 Generation And Fuel | 1905 |  | CISO | Southern California Edison Co | 37.323 | -118.5017 | California | 0 | 0 | 0 | 0 | 0 | 0 | 0 | 1 | 0 | 0 | 0
1857 | CA | Bishop Creek 4 | 325 | 3 | 0 | OP | HY | WAT | 2 | 0.33 | 5777.561 | 3018.537 | Distributed from 923 Generation And Fuel | 1906 |  | CISO | Southern California Edison Co | 37.323 | -118.5017 | California | 0 | 0 | 0 | 0 | 0 | 0 | 0 | 2 | 0 | 0 | 0
1858 | CA | Bishop Creek 4 | 325 | 4 | 0 | OP | HY | WAT | 2.2 | 0.33 | 6355.317 | 3320.39 | Distributed from 923 Generation And Fuel | 1907 |  | CISO | Southern California Edison Co | 37.323 | -118.5017 | California | 0 | 0 | 0 | 0 | 0 | 0 | 0 | 2.2 | 0 | 0 | 0
1859 | CA | Bishop Creek 4 | 325 | 5 | 0 | OP | HY | WAT | 2 | 0.33 | 5777.561 | 3018.537 | Distributed from 923 Generation And Fuel | 1909 |  | CISO | Southern California Edison Co | 37.323 | -118.5017 | California | 0 | 0 | 0 | 0 | 0 | 0 | 0 | 2 | 0 | 0 | 0
1860 | CA | Bishop Creek 5 | 326 | 1 | 0 | OP | HY | WAT | 2 | 0.275 | 4818.667 | 2517.333 | Distributed from 923 Generation And Fuel | 1943 |  | CISO | Southern California Edison Co | 37.3344 | -118.4797 | California | 0 | 0 | 0 | 0 | 0 | 0 | 0 | 2 | 0 | 0 | 0
1861 | CA | Bishop Creek 5 | 326 | 2 | 0 | OP | HY | WAT | 2.5 | 0.275 | 6023.333 | 3146.667 | Distributed from 923 Generation And Fuel | 1919 |  | CISO | Southern California Edison Co | 37.3344 | -118.4797 | California | 0 | 0 | 0 | 0 | 0 | 0 | 0 | 2.5 | 0 | 0 | 0
1862 | CA | Bishop Creek 6 | 327 | 1 | 0 | OP | HY | WAT | 1.6 | 0.572 | 8024 | 4192 | Distributed from 923 Generation And Fuel | 1913 |  | CISO | Southern California Edison Co | 37.3499 | -118.4628 | California | 0 | 0 | 0 | 0 | 0 | 0 | 0 | 1.6 | 0 | 0 | 0
1863 | CA | Black Butte | 7229 | 1 | 0 | OP | HY | WAT | 6.1 | 0.177 | 9463 | 4944 | Distributed from 923 Generation And Fuel | 1988 |  | CISO | City of Santa Clara - (CA) | 39.8149 | -122.3323 | California | 0 | 0 | 0 | 0 | 0 | 0 | 0 | 6.1 | 0 | 0 | 0
1867 | CA | Blacksand Generating Facility | 56090 | D182 | 0 | OP | GT | OG | 4 | 0.407 | 14259 | 5860 | Distributed from 923 Generation And Fuel | 2000 |  | CISO | Southern California Edison Co | 33.9328 | -117.855 | California | 0 | 0 | 0 | 0 | 0 | 0 | 0 | 0 | 0 | 4 | 0
1868 | CA | Blacksand Generating Facility | 56090 | D189 | 0 | OP | GT | OG | 3.7 | 0.407 | 13189.575 | 5420.5 | Distributed from 923 Generation And Fuel | 2000 |  | CISO | Southern California Edison Co | 33.9328 | -117.855 | California | 0 | 0 | 0 | 0 | 0 | 0 | 0 | 0 | 0 | 3.7 | 0
1869 | CA | Blacksand Generating Facility | 56090 | D190 | 0 | OP | GT | OG | 0.3 | 0.407 | 1069.425 | 439.5 | Distributed from 923 Generation And Fuel | 2012 |  | CISO | Southern California Edison Co | 33.9328 | -117.855 | California | 0 | 0 | 0 | 0 | 0 | 0 | 0 | 0 | 0 | 0.3 | 0
1871 | CA | Blue Lake Power LLC | 10764 | GEN1 | 1 | OP | ST | WDS | 13.8 | 0 | 50 | 0 | EIA-923 Generator File | 1985 |  | CISO | Pacific Gas & Electric Co | 40.8786 | -123.9942 | California | 0 | 0 | 0 | 0 | 0 | 0 | 0 | 0 | 0 | 13.8 | 0
1890 | CA | Bolthouse S&P and Rowen Farms Solar | 56862 | 1 | 0 | OP | PV | SUN | 0.3 | 0.359 | 944.5 | 502.5 | Distributed from 923 Generation And Fuel | 2008 |  | CISO | Southern California Edison Co | 34.5644 | -117.6933 | California | 0 | 0 | 0 | 0 | 0 | 0.3 | 0 | 0 | 0 | 0 | 0
1891 | CA | Bolthouse S&P and Rowen Farms Solar | 56862 | 2 | 0 | OP | PV | SUN | 0.3 | 0.359 | 944.5 | 502.5 | Distributed from 923 Generation And Fuel | 2008 |  | CISO | Southern California Edison Co | 34.5644 | -117.6933 | California | 0 | 0 | 0 | 0 | 0 | 0.3 | 0 | 0 | 0 | 0 | 0
1892 | CA | Bolthouse S&P and Rowen Farms Solar | 56862 | 3 | 0 | OP | PV | SUN | 0.3 | 0.359 | 944.5 | 502.5 | Distributed from 923 Generation And Fuel | 2008 |  | CISO | Southern California Edison Co | 34.5644 | -117.6933 | California | 0 | 0 | 0 | 0 | 0 | 0.3 | 0 | 0 | 0 | 0 | 0
1893 | CA | Bolthouse S&P and Rowen Farms Solar | 56862 | 4 | 0 | OP | PV | SUN | 0.3 | 0.359 | 944.5 | 502.5 | Distributed from 923 Generation And Fuel | 2008 |  | CISO | Southern California Edison Co | 34.5644 | -117.6933 | California | 0 | 0 | 0 | 0 | 0 | 0.3 | 0 | 0 | 0 | 0 | 0
1895 | CA | Borel | 328 | 1 | 0 | OP | HY | WAT | 3 |  | -54.5 | -28.473 | Data from EIA-923 Generator File overwritten with distributed data from EIA-923 Generation and Fuel | 1904 |  | CISO | Southern California Edison Co | 35.5881 | -118.5248 | California | 0 | 0 | 0 | 0 | 0 | 0 | 0 | 3 | 0 | 0 | 0
1896 | CA | Borel | 328 | 2 | 0 | OP | HY | WAT | 3 |  | -54.5 | -28.473 | Data from EIA-923 Generator File overwritten with distributed data from EIA-923 Generation and Fuel | 1904 |  | CISO | Southern California Edison Co | 35.5881 | -118.5248 | California | 0 | 0 | 0 | 0 | 0 | 0 | 0 | 3 | 0 | 0 | 0
1897 | CA | Borel | 328 | 3 | 0 | OP | HY | WAT | 6 |  | -109 | -56.946 | Data from EIA-923 Generator File overwritten with distributed data from EIA-923 Generation and Fuel | 1932 |  | CISO | Southern California Edison Co | 35.5881 | -118.5248 | California | 0 | 0 | 0 | 0 | 0 | 0 | 0 | 6 | 0 | 0 | 0
1898 | CA | Borrego Springs Energy Storage | 60565 | SES1 | 0 | OP | BA | MWH | 0.5 |  | -37 | -16.441 | Data from EIA-923 Generator File overwritten with distributed data from EIA-923 Generation and Fuel | 2012 |  | CISO | San Diego Gas & Electric Co | 33.2701 | -116.3496 | California | 0 | 0 | 0 | 0 | 0 | 0 | 0 | 0 | 0 | 0.5 | 0
1899 | CA | Borrego Springs Energy Storage | 60565 | SES2 | 0 | OP | BA | MWH | 1 |  | -74 | -32.882 | Data from EIA-923 Generator File overwritten with distributed data from EIA-923 Generation and Fuel | 2014 |  | CISO | San Diego Gas & Electric Co | 33.2701 | -116.3496 | California | 0 | 0 | 0 | 0 | 0 | 0 | 0 | 0 | 0 | 1 | 0
1901 | CA | Bowerman Power LFG, LLC | 59461 | GEN01 | 0 | OP | IC | LFG | 3.4 | 0.517 | 15400.429 | 8696 | Distributed from 923 Generation And Fuel | 2016 |  | CISO | Southern California Edison Co | 33.7189 | -117.7022 | California | 0 | 0 | 0 | 0 | 0 | 0 | 0 | 0 | 0 | 3.4 | 0
1902 | CA | Bowerman Power LFG, LLC | 59461 | GEN02 | 0 | OP | IC | LFG | 3.4 | 0.517 | 15400.429 | 8696 | Distributed from 923 Generation And Fuel | 2016 |  | CISO | Southern California Edison Co | 33.7189 | -117.7022 | California | 0 | 0 | 0 | 0 | 0 | 0 | 0 | 0 | 0 | 3.4 | 0
1903 | CA | Bowerman Power LFG, LLC | 59461 | GEN03 | 0 | OP | IC | LFG | 3.4 | 0.517 | 15400.429 | 8696 | Distributed from 923 Generation And Fuel | 2016 |  | CISO | Southern California Edison Co | 33.7189 | -117.7022 | California | 0 | 0 | 0 | 0 | 0 | 0 | 0 | 0 | 0 | 3.4 | 0
1904 | CA | Bowerman Power LFG, LLC | 59461 | GEN04 | 0 | OP | IC | LFG | 3.4 | 0.517 | 15400.429 | 8696 | Distributed from 923 Generation And Fuel | 2016 |  | CISO | Southern California Edison Co | 33.7189 | -117.7022 | California | 0 | 0 | 0 | 0 | 0 | 0 | 0 | 0 | 0 | 3.4 | 0
1905 | CA | Bowerman Power LFG, LLC | 59461 | GEN05 | 0 | OP | IC | LFG | 3.4 | 0.517 | 15400.429 | 8696 | Distributed from 923 Generation And Fuel | 2016 |  | CISO | Southern California Edison Co | 33.7189 | -117.7022 | California | 0 | 0 | 0 | 0 | 0 | 0 | 0 | 0 | 0 | 3.4 | 0
1906 | CA | Bowerman Power LFG, LLC | 59461 | GEN06 | 0 | OP | IC | LFG | 3.4 | 0.517 | 15400.429 | 8696 | Distributed from 923 Generation And Fuel | 2016 |  | CISO | Southern California Edison Co | 33.7189 | -117.7022 | California | 0 | 0 | 0 | 0 | 0 | 0 | 0 | 0 | 0 | 3.4 | 0
1907 | CA | Bowerman Power LFG, LLC | 59461 | GEN07 | 0 | OP | IC | LFG | 3.4 | 0.517 | 15400.429 | 8696 | Distributed from 923 Generation And Fuel | 2016 |  | CISO | Southern California Edison Co | 33.7189 | -117.7022 | California | 0 | 0 | 0 | 0 | 0 | 0 | 0 | 0 | 0 | 3.4 | 0
1908 | CA | Bowman | 50546 | GEN1 | 0 | OP | HY | WAT | 3.6 | 0.466 | 14700 | 7680 | Distributed from 923 Generation And Fuel | 1986 |  | CISO | Pacific Gas & Electric Co | 39.4484 | -120.6534 | California | 0 | 0 | 0 | 0 | 0 | 0 | 0 | 3.6 | 0 | 0 | 0
1909 | CA | Box Canyon Dam | 50179 | GEN1 | 0 | OP | HY | WAT | 2.5 | 0.546 | 11956 | 6246.5 | Distributed from 923 Generation And Fuel | 1986 |  | PACW | PacifiCorp | 41.2792 | -122.3292 | California | 0 | 0 | 0 | 0 | 0 | 0 | 0 | 2.5 | 0 | 0 | 0
1910 | CA | Box Canyon Dam | 50179 | GEN2 | 0 | OP | HY | WAT | 2.5 | 0.546 | 11956 | 6246.5 | Distributed from 923 Generation And Fuel | 1986 |  | PACW | PacifiCorp | 41.2792 | -122.3292 | California | 0 | 0 | 0 | 0 | 0 | 0 | 0 | 2.5 | 0 | 0 | 0
1920 | CA | Brea Expansion Plant | 58007 | G1 | 0 | OP | CT | LFG | 6.8 | 0.765 | 45580.3 | 18561 | EIA-923 Generator File | 2012 |  | CISO | Southern California Edison Co | 33.932 | -117.8402 | California | 0 | 0 | 0 | 0 | 0 | 0 | 0 | 0 | 0 | 6.8 | 0
1921 | CA | Brea Expansion Plant | 58007 | G2 | 0 | OP | CT | LFG | 6.8 | 0.761 | 45311.61 | 18574 | EIA-923 Generator File | 2012 |  | CISO | Southern California Edison Co | 33.932 | -117.8402 | California | 0 | 0 | 0 | 0 | 0 | 0 | 0 | 0 | 0 | 6.8 | 0
1922 | CA | Brea Expansion Plant | 58007 | G3 | 0 | OP | CT | LFG | 6.8 | 0.76 | 45266.02 | 18569 | EIA-923 Generator File | 2012 |  | CISO | Southern California Edison Co | 33.932 | -117.8402 | California | 0 | 0 | 0 | 0 | 0 | 0 | 0 | 0 | 0 | 6.8 | 0
1923 | CA | Brea Expansion Plant | 58007 | G4 | 0 | OP | CT | LFG | 6.8 | 0.762 | 45416.37 | 18696 | EIA-923 Generator File | 2012 |  | CISO | Southern California Edison Co | 33.932 | -117.8402 | California | 0 | 0 | 0 | 0 | 0 | 0 | 0 | 0 | 0 | 6.8 | 0
1924 | CA | Brea Expansion Plant | 58007 | G5 | 4 | OP | CA | LFG | 10 | 0.777 | 68038.71 | 27861 | EIA-923 Generator File | 2012 |  | CISO | Southern California Edison Co | 33.932 | -117.8402 | California | 0 | 0 | 0 | 0 | 0 | 0 | 0 | 0 | 0 | 10 | 0
1926 | CA | Broadridge Cogen | 57580 | CG1 | 0 | OP | IC | NG | 2.1 | 0.343 | 6309 | 2960 | Distributed from 923 Generation And Fuel | 2008 |  | CISO | Pacific Gas & Electric Co | 38.6183 | -121.0564 | California | 0 | 2.1 | 0 | 0 | 0 | 0 | 0 | 0 | 0 | 0 | 0
1927 | CA | Broadridge Cogen | 57580 | CG2 | 0 | OP | IC | NG | 2.1 | 0.343 | 6309 | 2960 | Distributed from 923 Generation And Fuel | 2008 |  | CISO | Pacific Gas & Electric Co | 38.6183 | -121.0564 | California | 0 | 2.1 | 0 | 0 | 0 | 0 | 0 | 0 | 0 | 0 | 0
1931 | CA | Brookfield Tehachapi 1 | 57962 | BT1 | 0 | OP | WT | WND | 102 | 0.321 | 286428 | 145907 | Distributed from 923 Generation And Fuel | 2012 |  | CISO | Southern California Edison Co | 35.0083 | -118.2414 | California | 0 | 0 | 0 | 0 | 102 | 0 | 0 | 0 | 0 | 0 | 0
1933 | CA | Bucks Creek | 220 | H1 | 0 | OP | HY | WAT | 33 | 0.45 | 130196.5 | 68020 | Distributed from 923 Generation And Fuel | 1928 |  | CISO | Pacific Gas & Electric Co | 39.9106 | -121.3277 | California | 0 | 0 | 0 | 0 | 0 | 0 | 0 | 33 | 0 | 0 | 0
1934 | CA | Bucks Creek | 220 | H2 | 0 | OP | HY | WAT | 33 | 0.45 | 130196.5 | 68020 | Distributed from 923 Generation And Fuel | 1928 |  | CISO | Pacific Gas & Electric Co | 39.9106 | -121.3277 | California | 0 | 0 | 0 | 0 | 0 | 0 | 0 | 33 | 0 | 0 | 0
1935 | CA | Buena Vista Biomass Power | 58472 | 1 | 1 | OP | ST | WDS | 22.5 | 0.088 | 17414 | 0 | EIA-923 Generator File | 2012 |  | CISO | Pacific Gas & Electric Co | 38.2778 | -120.9136 | California | 0 | 0 | 0 | 0 | 0 | 0 | 0 | 0 | 0 | 22.5 | 0
1936 | CA | Buena Vista Energy LLC | 56446 | 1 | 0 | OP | WT | WND | 38 | 0.285 | 94980 | 64211 | Distributed from 923 Generation And Fuel | 2006 |  | CISO | Pacific Gas & Electric Co | 37.805 | -121.6672 | California | 0 | 0 | 0 | 0 | 38 | 0 | 0 | 0 | 0 | 0 | 0
1937 | CA | Buidling L | 60154 | BLDG1 | 0 | OP | PV | SUN | 1 | 0.007 | 57 | 0 | Distributed from 923 Generation And Fuel | 2016 |  | CISO | Southern California Edison Co | 33.9129 | -118.0419 | California | 0 | 0 | 0 | 0 | 0 | 1 | 0 | 0 | 0 | 0 | 0
1938 | CA | Building F | 60151 | BLDGF | 0 | OP | PV | SUN | 1.3 | 0.006 | 71 | 0 | Distributed from 923 Generation And Fuel | 2016 |  | CISO | Southern California Edison Co | 33.9144 | -118.0502 | California | 0 | 0 | 0 | 0 | 0 | 1.3 | 0 | 0 | 0 | 0 | 0
1939 | CA | Building G | 60153 | BLDGG | 0 | OP | PV | SUN | 1.2 | 0.008 | 86 | 28 | Distributed from 923 Generation And Fuel | 2016 |  | CISO | Southern California Edison Co | 33.9129 | -118.0506 | California | 0 | 0 | 0 | 0 | 0 | 1.2 | 0 | 0 | 0 | 0 | 0
1940 | CA | Burney Creek | 10706 | GEN1 | 0 | OP | HY | WAT | 3 | 0.272 | 7147 | 3734 | Distributed from 923 Generation And Fuel | 1990 |  | CISO | Pacific Gas & Electric Co | 40.8579 | -121.7225 | California | 0 | 0 | 0 | 0 | 0 | 0 | 0 | 3 | 0 | 0 | 0
1941 | CA | Burney Forest Products | 10652 | GEN1 | 2 | OP | ST | WDS | 31 | 0.772 | 209592 | 94780 | EIA-923 Generator File | 1989 |  | CISO | Pacific Gas & Electric Co | 40.8797 | -121.7203 | California | 0 | 0 | 0 | 0 | 0 | 0 | 0 | 0 | 0 | 31 | 0
1943 | CA | Butt Valley | 221 | 1 | 0 | OP | HY | WAT | 40 | 0.219 | 76608 | 40023 | Distributed from 923 Generation And Fuel | 1958 |  | CISO | Pacific Gas & Electric Co | 40.1757 | -121.1907 | California | 0 | 0 | 0 | 0 | 0 | 0 | 0 | 40 | 0 | 0 | 0
1944 | CA | Butte College Main Campus Solar | 57970 | SOL1 | 0 | OP | PV | SUN | 3.5 | 0.166 | 5092 | 2709 | Distributed from 923 Generation And Fuel | 2011 |  | CISO | Pacific Gas & Electric Co | 39.6481 | -121.6442 | California | 0 | 0 | 0 | 0 | 0 | 3.5 | 0 | 0 | 0 | 0 | 0
1945 | CA | C P Kelco San Diego Plant | 52147 | GEN1 | 0 | OP | GT | NG | 8 | 0.363 | 25422.857 | 11927.143 | Distributed from 923 Generation And Fuel | 1983 |  | CISO | San Diego Gas & Electric Co | 32.6947 | -117.1436 | California | 0 | 8 | 0 | 0 | 0 | 0 | 0 | 0 | 0 | 0 | 0
1946 | CA | C P Kelco San Diego Plant | 52147 | GEN2 | 0 | OP | GT | NG | 10 | 0.363 | 31778.571 | 14908.929 | Distributed from 923 Generation And Fuel | 1983 |  | CISO | San Diego Gas & Electric Co | 32.6947 | -117.1436 | California | 0 | 10 | 0 | 0 | 0 | 0 | 0 | 0 | 0 | 0 | 0
1947 | CA | C P Kelco San Diego Plant | 52147 | GEN3 | 0 | OP | GT | NG | 10 | 0.363 | 31778.571 | 14908.929 | Distributed from 923 Generation And Fuel | 1983 |  | CISO | San Diego Gas & Electric Co | 32.6947 | -117.1436 | California | 0 | 10 | 0 | 0 | 0 | 0 | 0 | 0 | 0 | 0 | 0
1948 | CA | C&H Sugar Plant | 58251 | TG3 | 0 | OP | ST | PUR | 4 | 0.615 | 21535 | 9569 | Distributed from 923 Generation And Fuel | 1958 |  | CISO | Pacific Gas & Electric Co | 38.0572 | -122.2189 | California | 0 | 0 | 0 | 0 | 0 | 0 | 0 | 0 | 0 | 4 | 0
1949 | CA | C&H Sugar Plant | 58251 | TG4 | 0 | OP | ST | PUR | 4 | 0.615 | 21535 | 9569 | Distributed from 923 Generation And Fuel | 1957 |  | CISO | Pacific Gas & Electric Co | 38.0572 | -122.2189 | California | 0 | 0 | 0 | 0 | 0 | 0 | 0 | 0 | 0 | 4 | 0
1953 | CA | Cabazon Wind Farm | 50552 | WGNS | 0 | OP | WT | WND | 39.7 | 0.166 | 57869 | 31907 | Distributed from 923 Generation And Fuel | 1999 |  | CISO | Southern California Edison Co | 33.915 | -116.7103 | California | 0 | 0 | 0 | 0 | 39.7 | 0 | 0 | 0 | 0 | 0 | 0
1954 | CA | Cabazon Wind Partners | 56011 | V-47 | 0 | OP | WT | WND | 41 | 0.325 | 116855 | 55228 | Distributed from 923 Generation And Fuel | 2002 |  | CISO | Southern California Edison Co | 33.9172 | -116.735 | California | 0 | 0 | 0 | 0 | 41 | 0 | 0 | 0 | 0 | 0 | 0
1955 | CA | Calabasas Gas to Energy Facility | 57163 | GEN1 | 0 | OP | GT | LFG | 4.6 | 0.286 | 11509.667 | 4901 | Distributed from 923 Generation And Fuel | 2010 |  | CISO | Southern California Edison Co | 34.1511 | -118.7236 | California | 0 | 0 | 0 | 0 | 0 | 0 | 0 | 0 | 0 | 4.6 | 0
1956 | CA | Calabasas Gas to Energy Facility | 57163 | GEN2 | 0 | OP | GT | LFG | 4.6 | 0.286 | 11509.667 | 4901 | Distributed from 923 Generation And Fuel | 2010 |  | CISO | Southern California Edison Co | 34.1511 | -118.7236 | California | 0 | 0 | 0 | 0 | 0 | 0 | 0 | 0 | 0 | 4.6 | 0
1957 | CA | Calabasas Gas to Energy Facility | 57163 | GEN3 | 0 | OP | GT | LFG | 4.6 | 0.286 | 11509.667 | 4901 | Distributed from 923 Generation And Fuel | 2010 |  | CISO | Southern California Edison Co | 34.1511 | -118.7236 | California | 0 | 0 | 0 | 0 | 0 | 0 | 0 | 0 | 0 | 4.6 | 0
1961 | CA | California Institute of Technology | 10262 | GEN6 | 0 | OP | CT | NG | 10.5 | 0.754 | 69391 | 32188 | EIA-923 Generator File | 2003 |  | CISO | City of Pasadena - (CA) | 34.1385 | -118.1256 | California | 10.5 | 0 | 0 | 0 | 0 | 0 | 0 | 0 | 0 | 0 | 0
1962 | CA | California Institute of Technology | 10262 | GEN7 | 0 | OP | CA | NG | 2.5 | 0.511 | 11180 | 4141 | EIA-923 Generator File | 2003 |  | CISO | City of Pasadena - (CA) | 34.1385 | -118.1256 | California | 2.5 | 0 | 0 | 0 | 0 | 0 | 0 | 0 | 0 | 0 | 0
1968 | CA | California PV Energy at ISD WWTP | 59283 | W4236 | 0 | OP | PV | SUN | 1 | 0.25 | 2193 | 1167 | Distributed from 923 Generation And Fuel | 2014 |  | CISO | Pacific Gas & Electric Co | 38.0011 | -121.7039 | California | 0 | 0 | 0 | 0 | 0 | 1 | 0 | 0 | 0 | 0 | 0
1969 | CA | California State University San Bernardi | 57544 | FC01 | 0 | OP | FC | NG | 1.4 | 0.547 | 6710 | 3148 | Distributed from 923 Generation And Fuel | 2013 |  | CISO | Southern California Edison Co | 34.1858 | -117.3242 | California | 0 | 1.4 | 0 | 0 | 0 | 0 | 0 | 0 | 0 | 0 | 0
1970 | CA | California Valley Solar Ranch | 57439 | HPR2 | 0 | OP | PV | SUN | 32.3 | 0.311 | 87899.963 | 48100.622 | Distributed from 923 Generation And Fuel | 2013 |  | CISO | Pacific Gas & Electric Co | 35.3237 | -119.9166 | California | 0 | 0 | 0 | 0 | 0 | 32.3 | 0 | 0 | 0 | 0 | 0
1971 | CA | California Valley Solar Ranch | 57439 | HPR2A | 0 | OP | PV | SUN | 21 | 0.311 | 57148.583 | 31272.85 | Distributed from 923 Generation And Fuel | 2012 |  | CISO | Pacific Gas & Electric Co | 35.3237 | -119.9166 | California | 0 | 0 | 0 | 0 | 0 | 21 | 0 | 0 | 0 | 0 | 0
1972 | CA | California Valley Solar Ranch | 57439 | HPR2B | 0 | OP | PV | SUN | 86.5 | 0.311 | 235397.734 | 128814.359 | Distributed from 923 Generation And Fuel | 2013 |  | CISO | Pacific Gas & Electric Co | 35.3237 | -119.9166 | California | 0 | 0 | 0 | 0 | 0 | 86.5 | 0 | 0 | 0 | 0 | 0
1973 | CA | California Valley Solar Ranch | 57439 | HPR2C | 0 | OP | PV | SUN | 70 | 0.311 | 190495.276 | 104242.834 | Distributed from 923 Generation And Fuel | 2013 |  | CISO | Pacific Gas & Electric Co | 35.3237 | -119.9166 | California | 0 | 0 | 0 | 0 | 0 | 70 | 0 | 0 | 0 | 0 | 0
1974 | CA | California Valley Solar Ranch | 57439 | HPR2D | 0 | OP | PV | SUN | 40 | 0.311 | 108854.444 | 59567.334 | Distributed from 923 Generation And Fuel | 2013 |  | CISO | Pacific Gas & Electric Co | 35.3237 | -119.9166 | California | 0 | 0 | 0 | 0 | 0 | 40 | 0 | 0 | 0 | 0 | 0
1976 | CA | Calistoga Power Plant | 50066 | UNT1 | 0 | OP | ST | GEO | 88.2 | 0.361 | 278824.5 | 111556 | Distributed from 923 Generation And Fuel | 1984 |  | CISO | Pacific Gas & Electric Co | 38.7879 | -122.7434 | California | 0 | 0 | 0 | 0 | 0 | 0 | 0 | 0 | 0 | 88.2 | 0
1977 | CA | Calistoga Power Plant | 50066 | UNT2 | 0 | OP | ST | GEO | 88.2 | 0.361 | 278824.5 | 111556 | Distributed from 923 Generation And Fuel | 1984 |  | CISO | Pacific Gas & Electric Co | 38.7879 | -122.7434 | California | 0 | 0 | 0 | 0 | 0 | 0 | 0 | 0 | 0 | 88.2 | 0
1978 | CA | CalPeak Power - Panoche | 55508 | CPP2 | 0 | OP | GT | NG | 60.5 | 0.034 | 17941 | 8417 | Distributed from 923 Generation And Fuel | 2001 |  | CISO | Pacific Gas & Electric Co | 36.6535 | -120.5783 | California | 0 | 60.5 | 0 | 0 | 0 | 0 | 0 | 0 | 0 | 0 | 0
1979 | CA | CalPeak Power - Panoche | 55508 | 8 | 0 | OP | GT | NG | 49.9 | 0.019 | 8135 | 3817 | Distributed from 923 Generation And Fuel | 1973 |  | CISO | Pacific Gas & Electric Co | 36.6535 | -120.5783 | California | 0 | 49.9 | 0 | 0 | 0 | 0 | 0 | 0 | 0 | 0 | 0
1980 | CA | CalPeak Power Border Peaker Plant | 55510 | CPP4 | 0 | OP | GT | NG | 60.5 | 0.022 | 11404 | 5350 | Distributed from 923 Generation And Fuel | 2001 |  | CISO | San Diego Gas & Electric Co | 32.5624 | -116.9439 | California | 0 | 60.5 | 0 | 0 | 0 | 0 | 0 | 0 | 0 | 0 | 0
1981 | CA | CalPeak Power Enterprise Peaker Plant | 55513 | CPP7 | 0 | OP | GT | NG | 58.9 | 0.024 | 12176 | 5712 | Distributed from 923 Generation And Fuel | 2001 |  | CISO | San Diego Gas & Electric Co | 33.1219 | -117.1174 | California | 0 | 58.9 | 0 | 0 | 0 | 0 | 0 | 0 | 0 | 0 | 0
1982 | CA | CalPeak Power Vaca Dixon Peaker Plant | 55499 | CPP1 | 0 | OP | GT | NG | 60.5 | 0.026 | 13758 | 6455 | Distributed from 923 Generation And Fuel | 2002 |  | CISO | Pacific Gas & Electric Co | 38.3989 | -121.924 | California | 0 | 60.5 | 0 | 0 | 0 | 0 | 0 | 0 | 0 | 0 | 0
1983 | CA | CalRenew-1 | 56768 | CR1 | 0 | OP | PV | SUN | 5 | 0.214 | 9358 | 4978 | Distributed from 923 Generation And Fuel | 2010 |  | CISO | Pacific Gas & Electric Co | 36.7575 | -120.3658 | California | 0 | 0 | 0 | 0 | 0 | 5 | 0 | 0 | 0 | 0 | 0
1984 | CA | Caltech Central | 57460 | CL00 | 0 | OP | FC | OBG | 0.1 | 0.001 | 0.727 | 0.273 | Distributed from 923 Generation And Fuel | 2010 | 2020 | CISO | Southern California Edison Co | 34.1358 | -118.1267 | California | 0 | 0 | 0 | 0 | 0 | 0 | 0 | 0 | 0 | 0.1 | 0
1985 | CA | Caltech Central | 57460 | CL01 | 0 | OP | FC | OBG | 0.1 | 0.001 | 0.727 | 0.273 | Distributed from 923 Generation And Fuel | 2010 | 2020 | CISO | Southern California Edison Co | 34.1358 | -118.1267 | California | 0 | 0 | 0 | 0 | 0 | 0 | 0 | 0 | 0 | 0.1 | 0
1986 | CA | Caltech Central | 57460 | CL02 | 0 | OP | FC | OBG | 0.1 | 0.001 | 0.727 | 0.273 | Distributed from 923 Generation And Fuel | 2010 | 2020 | CISO | Southern California Edison Co | 34.1358 | -118.1267 | California | 0 | 0 | 0 | 0 | 0 | 0 | 0 | 0 | 0 | 0.1 | 0
1987 | CA | Caltech Central | 57460 | CL03 | 0 | OP | FC | OBG | 0.1 | 0.001 | 0.727 | 0.273 | Distributed from 923 Generation And Fuel | 2010 | 2020 | CISO | Southern California Edison Co | 34.1358 | -118.1267 | California | 0 | 0 | 0 | 0 | 0 | 0 | 0 | 0 | 0 | 0.1 | 0
1988 | CA | Caltech Central | 57460 | CL04 | 0 | OP | FC | OBG | 0.1 | 0.001 | 0.727 | 0.273 | Distributed from 923 Generation And Fuel | 2010 | 2020 | CISO | Southern California Edison Co | 34.1358 | -118.1267 | California | 0 | 0 | 0 | 0 | 0 | 0 | 0 | 0 | 0 | 0.1 | 0
1989 | CA | Caltech Central | 57460 | CL05 | 0 | OP | FC | OBG | 0.1 | 0.001 | 0.727 | 0.273 | Distributed from 923 Generation And Fuel | 2010 | 2020 | CISO | Southern California Edison Co | 34.1358 | -118.1267 | California | 0 | 0 | 0 | 0 | 0 | 0 | 0 | 0 | 0 | 0.1 | 0
1990 | CA | Caltech Central | 57460 | CL06 | 0 | OP | FC | OBG | 0.1 | 0.001 | 0.727 | 0.273 | Distributed from 923 Generation And Fuel | 2010 | 2020 | CISO | Southern California Edison Co | 34.1358 | -118.1267 | California | 0 | 0 | 0 | 0 | 0 | 0 | 0 | 0 | 0 | 0.1 | 0
1991 | CA | Caltech Central | 57460 | CL07 | 0 | OP | FC | OBG | 0.1 | 0.001 | 0.727 | 0.273 | Distributed from 923 Generation And Fuel | 2010 | 2020 | CISO | Southern California Edison Co | 34.1358 | -118.1267 | California | 0 | 0 | 0 | 0 | 0 | 0 | 0 | 0 | 0 | 0.1 | 0
1992 | CA | Caltech Central | 57460 | CL08 | 0 | OP | FC | OBG | 0.1 | 0.001 | 0.727 | 0.273 | Distributed from 923 Generation And Fuel | 2010 | 2020 | CISO | Southern California Edison Co | 34.1358 | -118.1267 | California | 0 | 0 | 0 | 0 | 0 | 0 | 0 | 0 | 0 | 0.1 | 0
1993 | CA | Caltech Central | 57460 | CL09 | 0 | OP | FC | OBG | 0.1 | 0.001 | 0.727 | 0.273 | Distributed from 923 Generation And Fuel | 2010 | 2020 | CISO | Southern California Edison Co | 34.1358 | -118.1267 | California | 0 | 0 | 0 | 0 | 0 | 0 | 0 | 0 | 0 | 0.1 | 0
1994 | CA | Caltech Central | 57460 | CL10 | 0 | OP | FC | OBG | 0.1 | 0.001 | 0.727 | 0.273 | Distributed from 923 Generation And Fuel | 2010 | 2020 | CISO | Southern California Edison Co | 34.1358 | -118.1267 | California | 0 | 0 | 0 | 0 | 0 | 0 | 0 | 0 | 0 | 0.1 | 0
1995 | CA | Camanche | 537 | 1 | 0 | OP | HY | WAT | 3.6 | 0.175 | 5516.333 | 2882 | Distributed from 923 Generation And Fuel | 1983 |  | CISO | Pacific Gas & Electric Co | 38.2268 | -121.0245 | California | 0 | 0 | 0 | 0 | 0 | 0 | 0 | 3.6 | 0 | 0 | 0
1996 | CA | Camanche | 537 | 2 | 0 | OP | HY | WAT | 3.6 | 0.175 | 5516.333 | 2882 | Distributed from 923 Generation And Fuel | 1983 |  | CISO | Pacific Gas & Electric Co | 38.2268 | -121.0245 | California | 0 | 0 | 0 | 0 | 0 | 0 | 0 | 3.6 | 0 | 0 | 0
1997 | CA | Camanche | 537 | 3 | 0 | OP | HY | WAT | 3.6 | 0.175 | 5516.333 | 2882 | Distributed from 923 Generation And Fuel | 1983 |  | CISO | Pacific Gas & Electric Co | 38.2268 | -121.0245 | California | 0 | 0 | 0 | 0 | 0 | 0 | 0 | 3.6 | 0 | 0 | 0
1998 | CA | Cameron Ridge LLC | 10586 | EXIS | 0 | OP | WT | WND | 59.6 | 0.333 | 173868 | 84926 | Distributed from 923 Generation And Fuel | 1984 |  | CISO | Southern California Edison Co | 35.075 | -118.3158 | California | 0 | 0 | 0 | 0 | 59.6 | 0 | 0 | 0 | 0 | 0 | 0
2001 | CA | Camp Far West | 531 | 1 | 0 | OP | HY | WAT | 7.2 | 0.439 | 27711 | 14477 | Distributed from 923 Generation And Fuel | 1985 |  | CISO | Pacific Gas & Electric Co | 39.0488 | -121.317 | California | 0 | 0 | 0 | 0 | 0 | 0 | 0 | 7.2 | 0 | 0 | 0
2002 | CA | Campo Verde Solar | 58467 | CVS1 | 0 | OP | PV | SUN | 147.4 | 0.281 | 362327 | 165917 | Distributed from 923 Generation And Fuel | 2013 |  | CISO | San Diego Gas & Electric Co | 32.7533 | -115.7264 | California | 0 | 0 | 0 | 0 | 0 | 147.4 | 0 | 0 | 0 | 0 | 0
2003 | CA | Cantua Solar Station | 57522 | 1 | 0 | OP | PV | SUN | 20 | 0.25 | 43802 | 23303 | Distributed from 923 Generation And Fuel | 2012 |  | CISO | Pacific Gas & Electric Co | 36.4251 | -120.3435 | California | 0 | 0 | 0 | 0 | 0 | 20 | 0 | 0 | 0 | 0 | 0
2004 | CA | Canyon Crest Academy | 60568 | SES | 0 | OP | BA | MWH | 1 | 0 | 3 | 1 | Distributed from 923 Generation And Fuel | 2014 |  | CISO | San Diego Gas & Electric Co | 32.9591 | -117.1916 | California | 0 | 0 | 0 | 0 | 0 | 0 | 0 | 0 | 0 | 1 | 0
2005 | CA | Canyon Power Plant | 57027 | CPP1 | 0 | OP | GT | NG | 50 | 0.07 | 30773.5 | 18875 | Distributed from 923 Generation And Fuel | 2011 |  | CISO | City of Anaheim - (CA) | 33.8581 | -117.8617 | California | 0 | 50 | 0 | 0 | 0 | 0 | 0 | 0 | 0 | 0 | 0
2006 | CA | Canyon Power Plant | 57027 | CPP2 | 0 | OP | GT | NG | 50 | 0.07 | 30773.5 | 18875 | Distributed from 923 Generation And Fuel | 2011 |  | CISO | City of Anaheim - (CA) | 33.8581 | -117.8617 | California | 0 | 50 | 0 | 0 | 0 | 0 | 0 | 0 | 0 | 0 | 0
2007 | CA | Canyon Power Plant | 57027 | CPP3 | 0 | OP | GT | NG | 50 | 0.07 | 30773.5 | 18875 | Distributed from 923 Generation And Fuel | 2011 |  | CISO | City of Anaheim - (CA) | 33.8581 | -117.8617 | California | 0 | 50 | 0 | 0 | 0 | 0 | 0 | 0 | 0 | 0 | 0
2008 | CA | Canyon Power Plant | 57027 | CPP4 | 0 | OP | GT | NG | 50 | 0.07 | 30773.5 | 18875 | Distributed from 923 Generation And Fuel | 2011 |  | CISO | City of Anaheim - (CA) | 33.8581 | -117.8617 | California | 0 | 50 | 0 | 0 | 0 | 0 | 0 | 0 | 0 | 0 | 0
2009 | CA | Caribou 1 | 222 | 1 | 0 | OP | HY | WAT | 23.8 | 0.132 | 27568.978 | 14403.192 | Distributed from 923 Generation And Fuel | 1921 |  | CISO | Pacific Gas & Electric Co | 40.0855 | -121.1482 | California | 0 | 0 | 0 | 0 | 0 | 0 | 0 | 23.8 | 0 | 0 | 0
2010 | CA | Caribou 1 | 222 | 2 | 0 | OP | HY | WAT | 25 | 0.132 | 28959.011 | 15129.404 | Distributed from 923 Generation And Fuel | 1921 |  | CISO | Pacific Gas & Electric Co | 40.0855 | -121.1482 | California | 0 | 0 | 0 | 0 | 0 | 0 | 0 | 25 | 0 | 0 | 0
2011 | CA | Caribou 1 | 222 | 3 | 0 | OP | HY | WAT | 25 | 0.132 | 28959.011 | 15129.404 | Distributed from 923 Generation And Fuel | 1924 |  | CISO | Pacific Gas & Electric Co | 40.0855 | -121.1482 | California | 0 | 0 | 0 | 0 | 0 | 0 | 0 | 25 | 0 | 0 | 0
2012 | CA | Caribou 2 | 223 | 4 | 0 | OP | HY | WAT | 60.3 | 0.298 | 157224.962 | 93454.771 | Distributed from 923 Generation And Fuel | 1958 |  | CISO | Pacific Gas & Electric Co | 40.086 | -121.1494 | California | 0 | 0 | 0 | 0 | 0 | 0 | 0 | 60.3 | 0 | 0 | 0
2013 | CA | Caribou 2 | 223 | 5 | 0 | OP | HY | WAT | 57.6 | 0.298 | 150185.038 | 89270.229 | Distributed from 923 Generation And Fuel | 1958 |  | CISO | Pacific Gas & Electric Co | 40.086 | -121.1494 | California | 0 | 0 | 0 | 0 | 0 | 0 | 0 | 57.6 | 0 | 0 | 0
2025 | CA | Cascade Solar | 58590 | 1 | 0 | OP | PV | SUN | 18.5 | 0.324 | 52502 | 27931 | Distributed from 923 Generation And Fuel | 2014 |  | CISO | Southern California Edison Co | 34.1572 | -116.2344 | California | 0 | 0 | 0 | 0 | 0 | 18.5 | 0 | 0 | 0 | 0 | 0
2026 | CA | Castaic | 392 | 1 | 0 | OP | PS | WAT | 271 | 0.027 | 63153.667 | 29808.833 | Distributed from 923 Generation And Fuel | 1973 |  | LDWP | Los Angeles Department of Water & Power | 34.5872 | -118.6566 | California | 0 | 0 | 0 | 0 | 0 | 0 | 0 | 271 | 0 | 0 | 0
2027 | CA | Castaic | 392 | 2 | 0 | OP | PS | WAT | 271 | 0.027 | 63153.667 | 29808.833 | Distributed from 923 Generation And Fuel | 1974 |  | LDWP | Los Angeles Department of Water & Power | 34.5872 | -118.6566 | California | 0 | 0 | 0 | 0 | 0 | 0 | 0 | 271 | 0 | 0 | 0
2028 | CA | Castaic | 392 | 3 | 0 | OP | PS | WAT | 271 | 0.027 | 63153.667 | 29808.833 | Distributed from 923 Generation And Fuel | 1977 |  | LDWP | Los Angeles Department of Water & Power | 34.5872 | -118.6566 | California | 0 | 0 | 0 | 0 | 0 | 0 | 0 | 271 | 0 | 0 | 0
2029 | CA | Castaic | 392 | 4 | 0 | OP | PS | WAT | 271 | 0.027 | 63153.667 | 29808.833 | Distributed from 923 Generation And Fuel | 1977 |  | LDWP | Los Angeles Department of Water & Power | 34.5872 | -118.6566 | California | 0 | 0 | 0 | 0 | 0 | 0 | 0 | 271 | 0 | 0 | 0
2030 | CA | Castaic | 392 | 5 | 0 | OP | PS | WAT | 271 | 0.027 | 63153.667 | 29808.833 | Distributed from 923 Generation And Fuel | 1978 |  | LDWP | Los Angeles Department of Water & Power | 34.5872 | -118.6566 | California | 0 | 0 | 0 | 0 | 0 | 0 | 0 | 271 | 0 | 0 | 0
2031 | CA | Castaic | 392 | 6 | 0 | OP | PS | WAT | 271 | 0.027 | 63153.667 | 29808.833 | Distributed from 923 Generation And Fuel | 1978 |  | LDWP | Los Angeles Department of Water & Power | 34.5872 | -118.6566 | California | 0 | 0 | 0 | 0 | 0 | 0 | 0 | 271 | 0 | 0 | 0
2032 | CA | Castaic | 392 | 7 | 0 | OP | HY | WAT | 56 | 0 | 0 | 0 | Distributed from 923 Generation And Fuel | 1972 |  | LDWP | Los Angeles Department of Water & Power | 34.5872 | -118.6566 | California | 0 | 0 | 0 | 0 | 0 | 0 | 0 | 56 | 0 | 0 | 0
2033 | CA | Castle Rock Vineyards | 57870 | SOLAR | 0 | OP | PV | SUN | 1 | 0.198 | 1733 | 922 | Distributed from 923 Generation And Fuel | 2010 |  | CISO | Southern California Edison Co | 35.8011 | -119.1106 | California | 0 | 0 | 0 | 0 | 0 | 1 | 0 | 0 | 0 | 0 | 0
2034 | CA | Castor Solar | 60277 | CASTR | 0 | OP | PV | SUN | 1.5 | 0.111 | 1457 | 939 | Distributed from 923 Generation And Fuel | 2016 |  | CISO | Pacific Gas & Electric Co | 35.211 | -119.3873 | California | 0 | 0 | 0 | 0 | 0 | 1.5 | 0 | 0 | 0 | 0 | 0
2035 | CA | Catalina Solar 2, LLC | 59334 | INV-1 | 0 | OP | PV | SUN | 18 | 0.358 | 56517 | 30067 | Distributed from 923 Generation And Fuel | 2015 |  | CISO | Southern California Edison Co | 34.8122 | -118.3528 | California | 0 | 0 | 0 | 0 | 0 | 18 | 0 | 0 | 0 | 0 | 0
2036 | CA | Catalina Solar LLC | 57708 | INV | 0 | OP | PV | SUN | 110 | 0.28 | 269368 | 133746 | Distributed from 923 Generation And Fuel | 2012 |  | CISO | Southern California Edison Co | 34.9383 | -118.3345 | California | 0 | 0 | 0 | 0 | 0 | 110 | 0 | 0 | 0 | 0 | 0
2037 | CA | CBS Studio Center | 58440 | 9560 | 0 | OP | FC | NG | 0.4 | 0.452 | 1582.667 | 742.5 | Distributed from 923 Generation And Fuel | 2013 |  | LDWP | Los Angeles Department of Water & Power | 34.145 | -118.3908 | California | 0 | 0.4 | 0 | 0 | 0 | 0 | 0 | 0 | 0 | 0 | 0
2038 | CA | CBS Studio Center | 58440 | 9580 | 0 | OP | FC | NG | 0.4 | 0.452 | 1582.667 | 742.5 | Distributed from 923 Generation And Fuel | 2013 |  | LDWP | Los Angeles Department of Water & Power | 34.145 | -118.3908 | California | 0 | 0.4 | 0 | 0 | 0 | 0 | 0 | 0 | 0 | 0 | 0
2039 | CA | CBS Studio Center | 58440 | 9581 | 0 | OP | FC | NG | 0.4 | 0.452 | 1582.667 | 742.5 | Distributed from 923 Generation And Fuel | 2013 |  | LDWP | Los Angeles Department of Water & Power | 34.145 | -118.3908 | California | 0 | 0.4 | 0 | 0 | 0 | 0 | 0 | 0 | 0 | 0 | 0
2040 | CA | CBS Studio Center | 58440 | 9583 | 0 | OP | FC | NG | 0.4 | 0.452 | 1582.667 | 742.5 | Distributed from 923 Generation And Fuel | 2013 |  | LDWP | Los Angeles Department of Water & Power | 34.145 | -118.3908 | California | 0 | 0.4 | 0 | 0 | 0 | 0 | 0 | 0 | 0 | 0 | 0
2041 | CA | CBS Studio Center | 58440 | 9585 | 0 | OP | FC | NG | 0.4 | 0.452 | 1582.667 | 742.5 | Distributed from 923 Generation And Fuel | 2013 |  | LDWP | Los Angeles Department of Water & Power | 34.145 | -118.3908 | California | 0 | 0.4 | 0 | 0 | 0 | 0 | 0 | 0 | 0 | 0 | 0
2042 | CA | CBS Studio Center | 58440 | 9587 | 0 | OP | FC | NG | 0.4 | 0.452 | 1582.667 | 742.5 | Distributed from 923 Generation And Fuel | 2013 |  | LDWP | Los Angeles Department of Water & Power | 34.145 | -118.3908 | California | 0 | 0.4 | 0 | 0 | 0 | 0 | 0 | 0 | 0 | 0 | 0
2043 | CA | CBS Television City | 58253 | GEN1 | 0 | OP | PV | SUN | 1.6 | 0.182 | 2553 | 1358 | Distributed from 923 Generation And Fuel | 2013 |  | LDWP | Los Angeles Department of Water & Power | 34.075 | -118.36 | California | 0 | 0 | 0 | 0 | 0 | 1.6 | 0 | 0 | 0 | 0 | 0
2044 | CA | CCCSD Wastewater Treatment Plnt | 57573 | S188 | 0 | OP | GT | NG | 3.5 | 0.631 | 19351 | 9079 | Distributed from 923 Generation And Fuel | 1995 |  | CISO | Pacific Gas & Electric Co | 37.9978 | -122.0697 | California | 0 | 3.5 | 0 | 0 | 0 | 0 | 0 | 0 | 0 | 0 | 0
2045 | CA | CDCR (CA) - Pleasant Valley State Prison | 59748 | 1 | 0 | OP | PV | SUN | 1.6 | 0.269 | 3766 | 2004 | Distributed from 923 Generation And Fuel | 2014 |  | CISO | Pacific Gas & Electric Co | 36.1372 | -120.2244 | California | 0 | 0 | 0 | 0 | 0 | 1.6 | 0 | 0 | 0 | 0 | 0
2050 | CA | CED Ducor 1 | 60078 | DU1CA | 0 | OP | PV | SUN | 20 | 0.013 | 2193 | 0 | Distributed from 923 Generation And Fuel | 2016 |  | CISO | Southern California Edison Co | 35.8563 | -119.0684 | California | 0 | 0 | 0 | 0 | 0 | 20 | 0 | 0 | 0 | 0 | 0
2051 | CA | CED Ducor 2 | 60079 | DU2CA | 0 | OP | PV | SUN | 20 | 0.011 | 1978 | 0 | Distributed from 923 Generation And Fuel | 2016 |  | CISO | Southern California Edison Co | 35.8442 | -119.0681 | California | 0 | 0 | 0 | 0 | 0 | 20 | 0 | 0 | 0 | 0 | 0
2052 | CA | CED Ducor 3 | 60080 | DU3CA | 0 | OP | PV | SUN | 15 | 0.011 | 1396 | 0 | Distributed from 923 Generation And Fuel | 2016 |  | CISO | Southern California Edison Co | 35.8454 | -119.057 | California | 0 | 0 | 0 | 0 | 0 | 15 | 0 | 0 | 0 | 0 | 0
2053 | CA | CED Ducor 4 | 60081 | DU4CA | 0 | OP | PV | SUN | 20 | 0.009 | 1652 | 0 | Distributed from 923 Generation And Fuel | 2016 |  | CISO | Southern California Edison Co | 35.8504 | -119.027 | California | 0 | 0 | 0 | 0 | 0 | 20 | 0 | 0 | 0 | 0 | 0
2054 | CA | Center Peaker | 56475 | 1 | 0 | OP | GT | NG | 49.8 | 0.063 | 27383 | 12847 | Distributed from 923 Generation And Fuel | 2007 |  | CISO | Southern California Edison Co | 33.9296 | -118.1046 | California | 0 | 49.8 | 0 | 0 | 0 | 0 | 0 | 0 | 0 | 0 | 0
2055 | CA | Center Peaker | 56475 | BA1 | 0 | OP | BA | MWH | 10 |  | -5 | 0 | Data from EIA-923 Generator File overwritten with distributed data from EIA-923 Generation and Fuel | 2016 |  | CISO | Southern California Edison Co | 33.9296 | -118.1046 | California | 0 | 0 | 0 | 0 | 0 | 0 | 0 | 0 | 0 | 10 | 0
2058 | CA | Centinela Solar Energy | 58430 | CSE1 | 0 | OP | PV | SUN | 34.2 | 0.317 | 94845.13 | 49851.978 | Distributed from 923 Generation And Fuel | 2013 |  | CISO | San Diego Gas & Electric Co | 32.6869 | -115.6478 | California | 0 | 0 | 0 | 0 | 0 | 34.2 | 0 | 0 | 0 | 0 | 0
2059 | CA | Centinela Solar Energy | 58430 | CSE2 | 0 | OP | PV | SUN | 26.6 | 0.317 | 73768.435 | 38773.761 | Distributed from 923 Generation And Fuel | 2013 |  | CISO | San Diego Gas & Electric Co | 32.6869 | -115.6478 | California | 0 | 0 | 0 | 0 | 0 | 26.6 | 0 | 0 | 0 | 0 | 0
2060 | CA | Centinela Solar Energy | 58430 | CSE3 | 0 | OP | PV | SUN | 34.2 | 0.317 | 94845.13 | 49851.978 | Distributed from 923 Generation And Fuel | 2013 |  | CISO | San Diego Gas & Electric Co | 32.6869 | -115.6478 | California | 0 | 0 | 0 | 0 | 0 | 34.2 | 0 | 0 | 0 | 0 | 0
2061 | CA | Centinela Solar Energy | 58430 | CSE4 | 0 | OP | PV | SUN | 34.2 | 0.317 | 94845.13 | 49851.978 | Distributed from 923 Generation And Fuel | 2013 |  | CISO | San Diego Gas & Electric Co | 32.6869 | -115.6478 | California | 0 | 0 | 0 | 0 | 0 | 34.2 | 0 | 0 | 0 | 0 | 0
2062 | CA | Centinela Solar Energy | 58430 | CSE5 | 0 | OP | PV | SUN | 19 | 0.317 | 52691.739 | 27695.543 | Distributed from 923 Generation And Fuel | 2014 |  | CISO | San Diego Gas & Electric Co | 32.6869 | -115.6478 | California | 0 | 0 | 0 | 0 | 0 | 19 | 0 | 0 | 0 | 0 | 0
2063 | CA | Centinela Solar Energy | 58430 | CSE6 | 0 | OP | PV | SUN | 26.6 | 0.317 | 73768.435 | 38773.761 | Distributed from 923 Generation And Fuel | 2014 |  | CISO | San Diego Gas & Electric Co | 32.6869 | -115.6478 | California | 0 | 0 | 0 | 0 | 0 | 26.6 | 0 | 0 | 0 | 0 | 0
2065 | CA | Central Antelope Dry Ranch C | 59963 | CADRC | 0 | OP | PV | SUN | 20 | 0.163 | 28606 | 20494 | Distributed from 923 Generation And Fuel | 2016 |  | CISO | Southern California Edison Co | 34.7205 | -118.3005 | California | 0 | 0 | 0 | 0 | 0 | 20 | 0 | 0 | 0 | 0 | 0
2068 | CA | Central Utilities Plant LAX 2 | 58258 | GEN1 | 0 | OP | GT | NG | 4.6 | 0.381 | 15372.5 | 7212 | Distributed from 923 Generation And Fuel | 2015 |  | LDWP | Los Angeles Department of Water & Power | 33.9439 | -118.4042 | California | 0 | 4.6 | 0 | 0 | 0 | 0 | 0 | 0 | 0 | 0 | 0
2069 | CA | Central Utilities Plant LAX 2 | 58258 | GEN2 | 0 | OP | GT | NG | 4.6 | 0.381 | 15372.5 | 7212 | Distributed from 923 Generation And Fuel | 2015 |  | LDWP | Los Angeles Department of Water & Power | 33.9439 | -118.4042 | California | 0 | 4.6 | 0 | 0 | 0 | 0 | 0 | 0 | 0 | 0 | 0
2070 | CA | Central Valley Ag Power | 58978 | CVAP | 0 | OP | IC | OBG | 1.5 | 0.01 | 130 | 55 | Distributed from 923 Generation And Fuel | 2014 |  | CISO | Pacific Gas & Electric Co | 37.7197 | -120.8986 | California | 0 | 0 | 0 | 0 | 0 | 0 | 0 | 0 | 0 | 1.5 | 0
2071 | CA | Century Generating Facility | 55934 | C1 | 0 | OP | GT | NG | 11.2 | 0.003 | 265 | 124.25 | Distributed from 923 Generation And Fuel | 2001 |  | CISO | City of Colton - (CA) | 34.0606 | -117.3533 | California | 0 | 11.2 | 0 | 0 | 0 | 0 | 0 | 0 | 0 | 0 | 0
2072 | CA | Century Generating Facility | 55934 | C2 | 0 | OP | GT | NG | 11.2 | 0.003 | 265 | 124.25 | Distributed from 923 Generation And Fuel | 2001 |  | CISO | City of Colton - (CA) | 34.0606 | -117.3533 | California | 0 | 11.2 | 0 | 0 | 0 | 0 | 0 | 0 | 0 | 0 | 0
2073 | CA | Century Generating Facility | 55934 | C3 | 0 | OP | GT | NG | 11.2 | 0.003 | 265 | 124.25 | Distributed from 923 Generation And Fuel | 2001 |  | CISO | City of Colton - (CA) | 34.0606 | -117.3533 | California | 0 | 11.2 | 0 | 0 | 0 | 0 | 0 | 0 | 0 | 0 | 0
2074 | CA | Century Generating Facility | 55934 | C4 | 0 | OP | GT | NG | 11.2 | 0.003 | 265 | 124.25 | Distributed from 923 Generation And Fuel | 2001 |  | CISO | City of Colton - (CA) | 34.0606 | -117.3533 | California | 0 | 11.2 | 0 | 0 | 0 | 0 | 0 | 0 | 0 | 0 | 0
2078 | CA | Chalk Cliff Limited | 50003 | GEN1 | 0 | OP | GT | NG | 46 | 0.008 | 3411 | 1600 | Distributed from 923 Generation And Fuel | 1990 |  | CISO | Pacific Gas & Electric Co | 35.0968 | -119.4299 | California | 0 | 46 | 0 | 0 | 0 | 0 | 0 | 0 | 0 | 0 | 0
2080 | CA | Chicago Park | 412 | 2P | 0 | OP | HY | WAT | 44 | 0.419 | 161362 | 84302 | Distributed from 923 Generation And Fuel | 1965 |  | CISO | Pacific Gas & Electric Co | 39.1779 | -120.8909 | California | 0 | 0 | 0 | 0 | 0 | 0 | 0 | 44 | 0 | 0 | 0
2082 | CA | Childrens Hospital | 10175 | 1711 | 0 | OP | GT | NG | 3.5 | 0.892 | 27361 | 12836 | Distributed from 923 Generation And Fuel | 2004 |  | CISO | San Diego Gas & Electric Co | 32.7992 | -117.1517 | California | 0 | 3.5 | 0 | 0 | 0 | 0 | 0 | 0 | 0 | 0 | 0
2083 | CA | Childrens Hospital | 10175 | 5083 | 0 | OP | IC | DFO | 1.5 | 0 | 2.538 | 1.846 | Distributed from 923 Generation And Fuel | 2010 |  | CISO | San Diego Gas & Electric Co | 32.7992 | -117.1517 | California | 0 | 0 | 0 | 1.5 | 0 | 0 | 0 | 0 | 0 | 0 | 0
2084 | CA | Childrens Hospital | 10175 | 5084 | 0 | OP | IC | DFO | 1.5 | 0 | 2.538 | 1.846 | Distributed from 923 Generation And Fuel | 2010 |  | CISO | San Diego Gas & Electric Co | 32.7992 | -117.1517 | California | 0 | 0 | 0 | 1.5 | 0 | 0 | 0 | 0 | 0 | 0 | 0
2085 | CA | Childrens Hospital | 10175 | 5085 | 0 | OP | IC | DFO | 1.5 | 0 | 2.538 | 1.846 | Distributed from 923 Generation And Fuel | 2010 |  | CISO | San Diego Gas & Electric Co | 32.7992 | -117.1517 | California | 0 | 0 | 0 | 1.5 | 0 | 0 | 0 | 0 | 0 | 0 | 0
2090 | CA | Chili Bar | 225 | 1 | 0 | OP | HY | WAT | 7 | 0.528 | 32350 | 16901 | Distributed from 923 Generation And Fuel | 1965 |  | CISO | Pacific Gas & Electric Co | 38.7718 | -120.8132 | California | 0 | 0 | 0 | 0 | 0 | 0 | 0 | 7 | 0 | 0 | 0
2091 | CA | Chowchilla II | 56185 | IC1 | 0 | OP | IC | NG | 3.1 | 0.053 | 1451.062 | 680.75 | Distributed from 923 Generation And Fuel | 2001 |  | CISO | Pacific Gas & Electric Co | 37.1073 | -120.2485 | California | 0 | 3.1 | 0 | 0 | 0 | 0 | 0 | 0 | 0 | 0 | 0
2092 | CA | Chowchilla II | 56185 | IC10 | 0 | OP | IC | NG | 3.1 | 0.053 | 1451.062 | 680.75 | Distributed from 923 Generation And Fuel | 2001 |  | CISO | Pacific Gas & Electric Co | 37.1073 | -120.2485 | California | 0 | 3.1 | 0 | 0 | 0 | 0 | 0 | 0 | 0 | 0 | 0
2093 | CA | Chowchilla II | 56185 | IC11 | 0 | OP | IC | NG | 3.1 | 0.053 | 1451.062 | 680.75 | Distributed from 923 Generation And Fuel | 2001 |  | CISO | Pacific Gas & Electric Co | 37.1073 | -120.2485 | California | 0 | 3.1 | 0 | 0 | 0 | 0 | 0 | 0 | 0 | 0 | 0
2094 | CA | Chowchilla II | 56185 | IC12 | 0 | OP | IC | NG | 3.1 | 0.053 | 1451.062 | 680.75 | Distributed from 923 Generation And Fuel | 2001 |  | CISO | Pacific Gas & Electric Co | 37.1073 | -120.2485 | California | 0 | 3.1 | 0 | 0 | 0 | 0 | 0 | 0 | 0 | 0 | 0
2095 | CA | Chowchilla II | 56185 | IC13 | 0 | OP | IC | NG | 3.1 | 0.053 | 1451.062 | 680.75 | Distributed from 923 Generation And Fuel | 2001 |  | CISO | Pacific Gas & Electric Co | 37.1073 | -120.2485 | California | 0 | 3.1 | 0 | 0 | 0 | 0 | 0 | 0 | 0 | 0 | 0
2096 | CA | Chowchilla II | 56185 | IC14 | 0 | OP | IC | NG | 3.1 | 0.053 | 1451.062 | 680.75 | Distributed from 923 Generation And Fuel | 2001 |  | CISO | Pacific Gas & Electric Co | 37.1073 | -120.2485 | California | 0 | 3.1 | 0 | 0 | 0 | 0 | 0 | 0 | 0 | 0 | 0
2097 | CA | Chowchilla II | 56185 | IC15 | 0 | OP | IC | NG | 3.1 | 0.053 | 1451.062 | 680.75 | Distributed from 923 Generation And Fuel | 2001 |  | CISO | Pacific Gas & Electric Co | 37.1073 | -120.2485 | California | 0 | 3.1 | 0 | 0 | 0 | 0 | 0 | 0 | 0 | 0 | 0
2098 | CA | Chowchilla II | 56185 | IC16 | 0 | OP | IC | NG | 3.1 | 0.053 | 1451.062 | 680.75 | Distributed from 923 Generation And Fuel | 2001 |  | CISO | Pacific Gas & Electric Co | 37.1073 | -120.2485 | California | 0 | 3.1 | 0 | 0 | 0 | 0 | 0 | 0 | 0 | 0 | 0
2099 | CA | Chowchilla II | 56185 | IC2 | 0 | OP | IC | NG | 3.1 | 0.053 | 1451.062 | 680.75 | Distributed from 923 Generation And Fuel | 2001 |  | CISO | Pacific Gas & Electric Co | 37.1073 | -120.2485 | California | 0 | 3.1 | 0 | 0 | 0 | 0 | 0 | 0 | 0 | 0 | 0
2100 | CA | Chowchilla II | 56185 | IC3 | 0 | OP | IC | NG | 3.1 | 0.053 | 1451.062 | 680.75 | Distributed from 923 Generation And Fuel | 2001 |  | CISO | Pacific Gas & Electric Co | 37.1073 | -120.2485 | California | 0 | 3.1 | 0 | 0 | 0 | 0 | 0 | 0 | 0 | 0 | 0
2101 | CA | Chowchilla II | 56185 | IC4 | 0 | OP | IC | NG | 3.1 | 0.053 | 1451.062 | 680.75 | Distributed from 923 Generation And Fuel | 2001 |  | CISO | Pacific Gas & Electric Co | 37.1073 | -120.2485 | California | 0 | 3.1 | 0 | 0 | 0 | 0 | 0 | 0 | 0 | 0 | 0
2102 | CA | Chowchilla II | 56185 | IC5 | 0 | OP | IC | NG | 3.1 | 0.053 | 1451.062 | 680.75 | Distributed from 923 Generation And Fuel | 2001 |  | CISO | Pacific Gas & Electric Co | 37.1073 | -120.2485 | California | 0 | 3.1 | 0 | 0 | 0 | 0 | 0 | 0 | 0 | 0 | 0
2103 | CA | Chowchilla II | 56185 | IC6 | 0 | OP | IC | NG | 3.1 | 0.053 | 1451.062 | 680.75 | Distributed from 923 Generation And Fuel | 2001 |  | CISO | Pacific Gas & Electric Co | 37.1073 | -120.2485 | California | 0 | 3.1 | 0 | 0 | 0 | 0 | 0 | 0 | 0 | 0 | 0
2104 | CA | Chowchilla II | 56185 | IC7 | 0 | OP | IC | NG | 3.1 | 0.053 | 1451.062 | 680.75 | Distributed from 923 Generation And Fuel | 2001 |  | CISO | Pacific Gas & Electric Co | 37.1073 | -120.2485 | California | 0 | 3.1 | 0 | 0 | 0 | 0 | 0 | 0 | 0 | 0 | 0
2105 | CA | Chowchilla II | 56185 | IC8 | 0 | OP | IC | NG | 3.1 | 0.053 | 1451.062 | 680.75 | Distributed from 923 Generation And Fuel | 2001 |  | CISO | Pacific Gas & Electric Co | 37.1073 | -120.2485 | California | 0 | 3.1 | 0 | 0 | 0 | 0 | 0 | 0 | 0 | 0 | 0
2106 | CA | Chowchilla II | 56185 | IC9 | 0 | OP | IC | NG | 3.1 | 0.053 | 1451.062 | 680.75 | Distributed from 923 Generation And Fuel | 2001 |  | CISO | Pacific Gas & Electric Co | 37.1073 | -120.2485 | California | 0 | 3.1 | 0 | 0 | 0 | 0 | 0 | 0 | 0 | 0 | 0
2107 | CA | Chuckawalla Solar | 58506 | 937 | 0 | OP | PV | SUN | 4 | 0.257 | 9016 | 4796 | Distributed from 923 Generation And Fuel | 2012 |  | CISO | Southern California Edison Co | 33.5683 | -114.9181 | California | 0 | 0 | 0 | 0 | 0 | 4 | 0 | 0 | 0 | 0 | 0
2108 | CA | Chuckawalla Valley State Prison | 57011 | 1 | 0 | OP | PV | SUN | 1 | 0.363 | 3184 | 1694 | Distributed from 923 Generation And Fuel | 2006 |  | CISO | Southern California Edison Co | 33.5653 | -114.9036 | California | 0 | 0 | 0 | 0 | 0 | 1 | 0 | 0 | 0 | 0 | 0
2109 | CA | Chula Vista Energy Center | 55540 | GEN1 | 0 | OP | GT | NG | 44 | 0.013 | 4847 | 2274 | Distributed from 923 Generation And Fuel | 2001 |  | CISO | San Diego Gas & Electric Co | 32.5917 | -117.0586 | California | 0 | 44 | 0 | 0 | 0 | 0 | 0 | 0 | 0 | 0 | 0
2110 | CA | CID Solar, LLC | 59183 | PV1 | 0 | OP | PV | SUN | 20 | 0.306 | 53664 | 28549 | Distributed from 923 Generation And Fuel | 2014 |  | CISO | Pacific Gas & Electric Co | 36.1381 | -119.5647 | California | 0 | 0 | 0 | 0 | 0 | 20 | 0 | 0 | 0 | 0 | 0
2111 | CA | Citizen B | 59738 | CSB | 0 | OP | PV | SUN | 5 | 0.28 | 12260 | 6522 | Distributed from 923 Generation And Fuel | 2015 |  | CISO | Southern California Edison Co | 36.7238 | -120.4321 | California | 0 | 0 | 0 | 0 | 0 | 5 | 0 | 0 | 0 | 0 | 0
2112 | CA | City of Hayward WWTP | 58525 | 1 | 0 | OP | PV | SUN | 1 | 0.265 | 2320 | 1234 | Distributed from 923 Generation And Fuel | 2010 |  | CISO | Pacific Gas & Electric Co | 37.6335 | -122.1397 | California | 0 | 0 | 0 | 0 | 0 | 1 | 0 | 0 | 0 | 0 | 0
2113 | CA | City of Hayward WWTP | 58525 | COGEN | 0 | OP | IC | OBG | 1.1 | 0.897 | 8648 | 3718 | Distributed from 923 Generation And Fuel | 2014 |  | CISO | Pacific Gas & Electric Co | 37.6335 | -122.1397 | California | 0 | 0 | 0 | 0 | 0 | 0 | 0 | 0 | 0 | 1.1 | 0
2114 | CA | City of Madera WWTP | 57682 | 1 | 0 | OP | PV | SUN | 1.2 | 0.206 | 2164 | 1151 | Distributed from 923 Generation And Fuel | 2009 |  | CISO | Pacific Gas & Electric Co | 36.9408 | -120.1572 | California | 0 | 0 | 0 | 0 | 0 | 1.2 | 0 | 0 | 0 | 0 | 0
2119 | CA | City of Soledad Water Reclamation | 59329 | SOL1 | 0 | OP | WT | WND | 1 | 0.49 | 4291 | 2361 | Distributed from 923 Generation And Fuel | 2014 |  | CISO | Pacific Gas & Electric Co | 36.4211 | -121.3403 | California | 0 | 0 | 0 | 0 | 1 | 0 | 0 | 0 | 0 | 0 | 0
2120 | CA | City of Tulare Water Facility | 59395 | C2550 | 0 | OP | IC | OBG | 0.5 | 0.035 | 154 | 66 | Distributed from 923 Generation And Fuel | 1991 |  | CISO | Southern California Edison Co | 36.185 | -119.375 | California | 0 | 0 | 0 | 0 | 0 | 0 | 0 | 0 | 0 | 0.5 | 0
2121 | CA | City of Tulare Water Facility | 59395 | DFC30 | 0 | OP | FC | OBG | 1.4 | 0.242 | 2967 | 1263 | Distributed from 923 Generation And Fuel | 2007 |  | CISO | Southern California Edison Co | 36.185 | -119.375 | California | 0 | 0 | 0 | 0 | 0 | 0 | 0 | 0 | 0 | 1.4 | 0
2122 | CA | City of Tulare Water Facility | 59395 | PV302 | 0 | OP | PV | SUN | 0.1 | 0.187 | 163.727 | 87.091 | Distributed from 923 Generation And Fuel | 2007 |  | CISO | Southern California Edison Co | 36.185 | -119.375 | California | 0 | 0 | 0 | 0 | 0 | 0.1 | 0 | 0 | 0 | 0 | 0
2123 | CA | City of Tulare Water Facility | 59395 | SC500 | 0 | OP | PV | SUN | 1 | 0.187 | 1637.273 | 870.909 | Distributed from 923 Generation And Fuel | 2011 |  | CISO | Southern California Edison Co | 36.185 | -119.375 | California | 0 | 0 | 0 | 0 | 0 | 1 | 0 | 0 | 0 | 0 | 0
2124 | CA | Civic Center | 10623 | GEN1 | 0 | OP | CT | NG | 22.1 | 0.717 | 138771 | 58189 | EIA-923 Generator File | 1989 |  | LDWP | Los Angeles Department of Water & Power | 34.0564 | -118.2436 | California | 22.1 | 0 | 0 | 0 | 0 | 0 | 0 | 0 | 0 | 0 | 0
2125 | CA | Civic Center | 10623 | GEN2 | 4 | OP | CA | NG | 12.4 | 0 | 0 | 0 | EIA-923 Generator File | 1989 |  | LDWP | Los Angeles Department of Water & Power | 34.0564 | -118.2436 | California | 12.4 | 0 | 0 | 0 | 0 | 0 | 0 | 0 | 0 | 0 | 0
2127 | CA | Clearwater Power Plant | 56356 | CT1 | 0 | OP | CT | NG | 41 | 0.05 | 18031 | 8459.218 | EIA-923 Generator File | 2005 |  | CISO | Southern California Edison Co | 33.8912 | -117.6085 | California | 41 | 0 | 0 | 0 | 0 | 0 | 0 | 0 | 0 | 0 | 0
2128 | CA | Clearwater Power Plant | 56356 | ST1 | 0 | OP | CA | NG | 8 | 0.078 | 5477 | 2569.528 | EIA-923 Generator File | 2005 |  | CISO | Southern California Edison Co | 33.8912 | -117.6085 | California | 8 | 0 | 0 | 0 | 0 | 0 | 0 | 0 | 0 | 0 | 0
2130 | CA | Cloverdale Solar I | 58949 | TBD | 0 | OP | PV | SUN | 1.5 | 0.171 | 2245 | 1194 | Distributed from 923 Generation And Fuel | 2014 |  | CISO | Pacific Gas & Electric Co | 38.7731 | -123.0178 | California | 0 | 0 | 0 | 0 | 0 | 1.5 | 0 | 0 | 0 | 0 | 0
2136 | CA | Coalinga 25D Cogen | 52086 | TG1 | 0 | OP | GT | NG | 3.4 | 0.62 | 18459 | 8660 | Distributed from 923 Generation And Fuel | 1986 |  | CISO | Pacific Gas & Electric Co | 36.1556 | -120.3972 | California | 0 | 3.4 | 0 | 0 | 0 | 0 | 0 | 0 | 0 | 0 | 0
2137 | CA | Coalinga 25D Cogen | 52086 | TG2 | 0 | OP | GT | NG | 3.4 | 0.62 | 18459 | 8660 | Distributed from 923 Generation And Fuel | 1986 |  | CISO | Pacific Gas & Electric Co | 36.1556 | -120.3972 | California | 0 | 3.4 | 0 | 0 | 0 | 0 | 0 | 0 | 0 | 0 | 0
2138 | CA | Coalinga 25D Cogen | 52086 | TG3 | 0 | OP | GT | NG | 3.4 | 0.62 | 18459 | 8660 | Distributed from 923 Generation And Fuel | 1987 |  | CISO | Pacific Gas & Electric Co | 36.1556 | -120.3972 | California | 0 | 3.4 | 0 | 0 | 0 | 0 | 0 | 0 | 0 | 0 | 0
2139 | CA | Coalinga 25D Cogen | 52086 | TG4 | 0 | OP | GT | NG | 3.4 | 0.62 | 18459 | 8660 | Distributed from 923 Generation And Fuel | 1987 |  | CISO | Pacific Gas & Electric Co | 36.1556 | -120.3972 | California | 0 | 3.4 | 0 | 0 | 0 | 0 | 0 | 0 | 0 | 0 | 0
2142 | CA | Coalinga Cogeneration | 50131 | K100 | 0 | OP | GT | NG | 38.4 | 0.763 | 256666 | 120414 | Distributed from 923 Generation And Fuel | 1991 |  | CISO | Pacific Gas & Electric Co | 36.1807 | -120.3885 | California | 0 | 38.4 | 0 | 0 | 0 | 0 | 0 | 0 | 0 | 0 | 0
2143 | CA | Coalinga Cogeneration Facility | 50750 | GEN1 | 0 | OP | GT | NG | 3.4 | 0.867 | 25810 | 12108.5 | Distributed from 923 Generation And Fuel | 1988 |  | CISO | Pacific Gas & Electric Co | 36.1703 | -120.3641 | California | 0 | 3.4 | 0 | 0 | 0 | 0 | 0 | 0 | 0 | 0 | 0
2144 | CA | Coalinga Cogeneration Facility | 50750 | GEN2 | 0 | OP | GT | NG | 3.4 | 0.867 | 25810 | 12108.5 | Distributed from 923 Generation And Fuel | 1988 |  | CISO | Pacific Gas & Electric Co | 36.1703 | -120.3641 | California | 0 | 3.4 | 0 | 0 | 0 | 0 | 0 | 0 | 0 | 0 | 0
2145 | CA | Coca Cola American Canyon | 57807 | COK01 | 0 | OP | FC | NG | 1.1 | 0 | 3 | 1 | Distributed from 923 Generation And Fuel | 2011 |  | CISO | Pacific Gas & Electric Co | 38.1907 | -122.2751 | California | 0 | 1.1 | 0 | 0 | 0 | 0 | 0 | 0 | 0 | 0 | 0
2146 | CA | Cold Canyon 1 | 58379 | W3998 | 0 | OP | IC | LFG | 1.5 | 0.792 | 10412 | 4433 | Distributed from 923 Generation And Fuel | 2013 |  | CISO | Pacific Gas & Electric Co | 35.1867 | -120.5994 | California | 0 | 0 | 0 | 0 | 0 | 0 | 0 | 0 | 0 | 1.5 | 0
2147 | CA | Coleman PH | 227 | 1 | 0 | OP | HY | WAT | 12.1 | 0.448 | 47515 | 24824 | Distributed from 923 Generation And Fuel | 1979 |  | CISO | Pacific Gas & Electric Co | 40.4046 | -122.1219 | California | 0 | 0 | 0 | 0 | 0 | 0 | 0 | 12.1 | 0 | 0 | 0
2148 | CA | Colgate | 454 | 1 | 0 | OP | HY | WAT | 157.5 | 0.382 | 526356.5 | 254818.5 | Distributed from 923 Generation And Fuel | 1969 |  | CISO | Pacific Gas & Electric Co | 39.3308 | -121.1917 | California | 0 | 0 | 0 | 0 | 0 | 0 | 0 | 157.5 | 0 | 0 | 0
2151 | CA | Collierville Powerhouse | 54555 | GEN1 | 0 | OP | HY | WAT | 126.5 | 0.208 | 230394 | 45089.5 | Distributed from 923 Generation And Fuel | 1989 |  | CISO | Pacific Gas & Electric Co | 38.1446 | -120.3805 | California | 0 | 0 | 0 | 0 | 0 | 0 | 0 | 126.5 | 0 | 0 | 0
2152 | CA | Collierville Powerhouse | 54555 | GEN2 | 0 | OP | HY | WAT | 126.5 | 0.208 | 230394 | 45089.5 | Distributed from 923 Generation And Fuel | 1989 |  | CISO | Pacific Gas & Electric Co | 38.1446 | -120.3805 | California | 0 | 0 | 0 | 0 | 0 | 0 | 0 | 126.5 | 0 | 0 | 0
2153 | CA | Collins Pine Project | 10661 | GEN4 | 1 | OP | ST | WDS | 12 | 0.089 | 9354 | 3308 | EIA-923 Generator File | 1985 |  | CISO | Pacific Gas & Electric Co | 40.3034 | -121.2444 | California | 0 | 0 | 0 | 0 | 0 | 0 | 0 | 0 | 0 | 12 | 0
2154 | CA | Colon PV | 59798 | W4172 | 0 | OP | PV | SUN | 1.3 | 0.192 | 2188 | 1164 | Distributed from 923 Generation And Fuel | 2015 |  | LDWP | Los Angeles Department of Water & Power | 33.7927 | -118.2524 | California | 0 | 0 | 0 | 0 | 0 | 1.3 | 0 | 0 | 0 | 0 | 0
2155 | CA | Colton Solar One, LLC | 59597 | CS001 | 0 | OP | PV | SUN | 2.5 | 0.226 | 4940 | 2628 | Distributed from 923 Generation And Fuel | 2015 |  | CISO | City of Colton - (CA) | 34.0933 | -117.3194 | California | 0 | 0 | 0 | 0 | 0 | 2.5 | 0 | 0 | 0 | 0 | 0
2156 | CA | Colton Solar Two, LLC | 59598 | CS002 | 0 | OP | PV | SUN | 1 | 0.241 | 2108 | 1121 | Distributed from 923 Generation And Fuel | 2015 |  | CISO | City of Colton - (CA) | 34.0422 | -117.3617 | California | 0 | 0 | 0 | 0 | 0 | 1 | 0 | 0 | 0 | 0 | 0
2157 | CA | Columbia 3 | 58502 | COL3 | 0 | OP | PV | SUN | 10 | 0.302 | 26450 | 14071 | Distributed from 923 Generation And Fuel | 2014 |  | CISO | Southern California Edison Co | 35.0247 | -118.1642 | California | 0 | 0 | 0 | 0 | 0 | 10 | 0 | 0 | 0 | 0 | 0
2158 | CA | Columbia Solar Energy, LLC | 59979 | GEN1 | 0 | OP | PV | SUN | 19.2 | 0.243 | 40794 | 21702 | Distributed from 923 Generation And Fuel | 2015 |  | CISO | Pacific Gas & Electric Co | 38.0197 | -121.8651 | California | 0 | 0 | 0 | 0 | 0 | 19.2 | 0 | 0 | 0 | 0 | 0
2159 | CA | Colusa Generating Station | 56532 | A | 0 | OP | CT | NG | 181.5 | 0.547 | 870367 | 358122 | EIA-923 Generator File | 2010 |  | CISO | Pacific Gas & Electric Co | 39.3661 | -122.27 | California | 181.5 | 0 | 0 | 0 | 0 | 0 | 0 | 0 | 0 | 0 | 0
2160 | CA | Colusa Generating Station | 56532 | B | 0 | OP | CT | NG | 181.5 | 0.56 | 889654 | 377509 | EIA-923 Generator File | 2010 |  | CISO | Pacific Gas & Electric Co | 39.3661 | -122.27 | California | 181.5 | 0 | 0 | 0 | 0 | 0 | 0 | 0 | 0 | 0 | 0
2161 | CA | Colusa Generating Station | 56532 | C | 2 | OP | CA | NG | 349.4 | 0.376 | 1149377 | 465276 | EIA-923 Generator File | 2010 |  | CISO | Pacific Gas & Electric Co | 39.3661 | -122.27 | California | 349.4 | 0 | 0 | 0 | 0 | 0 | 0 | 0 | 0 | 0 | 0
2162 | CA | Combie South | 846 | 1 | 0 | OP | HY | WAT | 0.5 | 0.603 | 2642.333 | 1380.333 | Distributed from 923 Generation And Fuel | 1984 |  | CISO | Pacific Gas & Electric Co | 39.0096 | -121.0591 | California | 0 | 0 | 0 | 0 | 0 | 0 | 0 | 0.5 | 0 | 0 | 0
2163 | CA | Combie South | 846 | 2 | 0 | OP | HY | WAT | 0.5 | 0.603 | 2642.333 | 1380.333 | Distributed from 923 Generation And Fuel | 1984 |  | CISO | Pacific Gas & Electric Co | 39.0096 | -121.0591 | California | 0 | 0 | 0 | 0 | 0 | 0 | 0 | 0.5 | 0 | 0 | 0
2164 | CA | Combie South | 846 | 3 | 0 | OP | HY | WAT | 0.5 | 0.603 | 2642.333 | 1380.333 | Distributed from 923 Generation And Fuel | 1984 |  | CISO | Pacific Gas & Electric Co | 39.0096 | -121.0591 | California | 0 | 0 | 0 | 0 | 0 | 0 | 0 | 0.5 | 0 | 0 | 0
2165 | CA | Combustion Turbine Project No 2 | 7449 | NA1 | 0 | OP | GT | NG | 50 | 0.005 | 2304 | 1081 | Distributed from 923 Generation And Fuel | 1996 |  | CISO | Pacific Gas & Electric Co | 38.0881 | -121.3869 | California | 0 | 50 | 0 | 0 | 0 | 0 | 0 | 0 | 0 | 0 | 0
2166 | CA | Commerce Refuse To Energy | 10090 | GEN1 | 1 | OP | ST | MSW | 12 | 0.756 | 79508 | 31891 | EIA-923 Generator File | 1986 |  | CISO | Southern California Edison Co | 33.9949 | -118.1538 | California | 0 | 0 | 0 | 0 | 0 | 0 | 0 | 0 | 0 | 12 | 0
2172 | CA | Control Gorge | 393 | 1 | 0 | OP | HY | WAT | 37.5 | 0.113 | 37040 | 19351 | Distributed from 923 Generation And Fuel | 1952 |  | LDWP | Los Angeles Department of Water & Power | 37.4379 | -118.557 | California | 0 | 0 | 0 | 0 | 0 | 0 | 0 | 37.5 | 0 | 0 | 0
2181 | CA | Copco 1 | 294 | 1 | 0 | OP | HY | WAT | 10 | 0.462 | 40482 | 21149.5 | Distributed from 923 Generation And Fuel | 1918 |  | PACW | PacifiCorp | 41.9789 | -122.3353 | California | 0 | 0 | 0 | 0 | 0 | 0 | 0 | 10 | 0 | 0 | 0
2182 | CA | Copco 1 | 294 | 2 | 0 | OP | HY | WAT | 10 | 0.462 | 40482 | 21149.5 | Distributed from 923 Generation And Fuel | 1918 |  | PACW | PacifiCorp | 41.9789 | -122.3353 | California | 0 | 0 | 0 | 0 | 0 | 0 | 0 | 10 | 0 | 0 | 0
2183 | CA | Copco 2 | 295 | 1 | 0 | OP | HY | WAT | 13.5 | 0.443 | 52396 | 27373.5 | Distributed from 923 Generation And Fuel | 1925 |  | PACW | PacifiCorp | 41.9757 | -122.3581 | California | 0 | 0 | 0 | 0 | 0 | 0 | 0 | 13.5 | 0 | 0 | 0
2184 | CA | Copco 2 | 295 | 2 | 0 | OP | HY | WAT | 13.5 | 0.443 | 52396 | 27373.5 | Distributed from 923 Generation And Fuel | 1925 |  | PACW | PacifiCorp | 41.9757 | -122.3581 | California | 0 | 0 | 0 | 0 | 0 | 0 | 0 | 13.5 | 0 | 0 | 0
2185 | CA | Coram Energy LLC | 54299 | GEWE | 0 | OP | WT | WND | 3 | 0.451 | 11855 | 6524 | Distributed from 923 Generation And Fuel | 2005 |  | CISO | Southern California Edison Co | 35.075 | -118.3417 | California | 0 | 0 | 0 | 0 | 3 | 0 | 0 | 0 | 0 | 0 | 0
2187 | CA | Coram Energy LLC (ECT) | 54298 | GEWE | 0 | OP | WT | WND | 7.5 | 0.431 | 28310 | 15578 | Distributed from 923 Generation And Fuel | 2005 |  | CISO | San Diego Gas & Electric Co | 35.0583 | -118.3417 | California | 0 | 0 | 0 | 0 | 7.5 | 0 | 0 | 0 | 0 | 0 | 0
2189 | CA | Coram Tehachapi | 54750 | VW1 | 0 | OP | WT | WND | 6.5 | 0.248 | 14093 | 7755 | Distributed from 923 Generation And Fuel | 1992 |  | CISO | Southern California Edison Co | 35.0663 | -118.3394 | California | 0 | 0 | 0 | 0 | 6.5 | 0 | 0 | 0 | 0 | 0 | 0
2190 | CA | Corcoran | 60450 | PVCR | 0 | OP | PV | SUN | 1.1 | 0.21 | 2022 | 1076 | Distributed from 923 Generation And Fuel | 2014 |  | CISO | Pacific Gas & Electric Co | 36.1023 | -119.5665 | California | 0 | 0 | 0 | 0 | 0 | 1.1 | 0 | 0 | 0 | 0 | 0
2191 | CA | Corcoran Solar | 58374 | CSCA | 0 | OP | PV | SUN | 20 | 0.292 | 51179 | 27227 | Distributed from 923 Generation And Fuel | 2013 |  | CISO | Pacific Gas & Electric Co | 36.1383 | -119.5733 | California | 0 | 0 | 0 | 0 | 0 | 20 | 0 | 0 | 0 | 0 | 0
2192 | CA | Corcoran Solar 2 | 59413 | C2CA | 0 | OP | PV | SUN | 19.8 | 0.293 | 50862 | 27058 | Distributed from 923 Generation And Fuel | 2015 |  | CISO | Pacific Gas & Electric Co | 36.1419 | -119.5817 | California | 0 | 0 | 0 | 0 | 0 | 19.8 | 0 | 0 | 0 | 0 | 0
2193 | CA | Corcoran Solar 3 | 59900 | C3CA | 0 | OP | PV | SUN | 20 | 0.305 | 53413 | 29558 | Distributed from 923 Generation And Fuel | 2016 |  | CISO | Pacific Gas & Electric Co | 36.1504 | -119.5854 | California | 0 | 0 | 0 | 0 | 0 | 20 | 0 | 0 | 0 | 0 | 0
2194 | CA | Corona | 480 | 1 | 0 | OP | HY | WAT | 2.9 | 0.796 | 20224 | 10566 | Distributed from 923 Generation And Fuel | 1983 |  | CISO | Southern California Edison Co | 33.859 | -117.6106 | California | 0 | 0 | 0 | 0 | 0 | 0 | 0 | 2.9 | 0 | 0 | 0
2195 | CA | Corona Energy Partners, Ltd | 10635 | GEN1 | 0 | OP | GT | NG | 47 | 0.32 | 131696 | 61785 | Distributed from 923 Generation And Fuel | 1988 |  | CISO | Southern California Edison Co | 33.8827 | -117.5565 | California | 0 | 47 | 0 | 0 | 0 | 0 | 0 | 0 | 0 | 0 | 0
2196 | CA | Coronal Lost Hills | 59638 | CLH | 0 | OP | PV | SUN | 20 | 0.3 | 52623 | 27995 | Distributed from 923 Generation And Fuel | 2015 |  | CISO | Pacific Gas & Electric Co | 35.7267 | -119.9058 | California | 0 | 0 | 0 | 0 | 0 | 20 | 0 | 0 | 0 | 0 | 0
2197 | CA | Coronus Adelanto West 1 | 59536 | AWI | 0 | OP | PV | SUN | 1.5 | 0.238 | 3126 | 1663 | Distributed from 923 Generation And Fuel | 2015 |  | CISO | Southern California Edison Co | 34.5481 | -117.4644 | California | 0 | 0 | 0 | 0 | 0 | 1.5 | 0 | 0 | 0 | 0 | 0
2198 | CA | Coronus Adelanto West 2 | 59537 | AW2 | 0 | OP | PV | SUN | 1.5 | 0.244 | 3201 | 1703 | Distributed from 923 Generation And Fuel | 2015 |  | CISO | Southern California Edison Co | 34.5481 | -117.4644 | California | 0 | 0 | 0 | 0 | 0 | 1.5 | 0 | 0 | 0 | 0 | 0
2199 | CA | Coso Energy Developers | 10875 | GEN7 | 0 | OP | ST | GEO | 30 | 0.339 | 89050.333 | 41438 | Distributed from 923 Generation And Fuel | 1988 |  | CISO | Southern California Edison Co | 36.0019 | -117.7886 | California | 0 | 0 | 0 | 0 | 0 | 0 | 0 | 0 | 0 | 30 | 0
2200 | CA | Coso Energy Developers | 10875 | GEN8 | 0 | OP | ST | GEO | 30 | 0.339 | 89050.333 | 41438 | Distributed from 923 Generation And Fuel | 1988 |  | CISO | Southern California Edison Co | 36.0019 | -117.7886 | California | 0 | 0 | 0 | 0 | 0 | 0 | 0 | 0 | 0 | 30 | 0
2201 | CA | Coso Energy Developers | 10875 | GEN9 | 0 | OP | ST | GEO | 30 | 0.339 | 89050.333 | 41438 | Distributed from 923 Generation And Fuel | 1989 |  | CISO | Southern California Edison Co | 36.0019 | -117.7886 | California | 0 | 0 | 0 | 0 | 0 | 0 | 0 | 0 | 0 | 30 | 0
2202 | CA | Coso Finance Partners | 10873 | GEN1 | 0 | OP | ST | GEO | 32.2 | 0.6 | 169273.165 | 70432.087 | Distributed from 923 Generation And Fuel | 1987 |  | CISO | Southern California Edison Co | 36.0372 | -117.7981 | California | 0 | 0 | 0 | 0 | 0 | 0 | 0 | 0 | 0 | 32.2 | 0
2203 | CA | Coso Finance Partners | 10873 | GEN2 | 0 | OP | ST | GEO | 30 | 0.6 | 157707.918 | 65619.957 | Distributed from 923 Generation And Fuel | 1988 |  | CISO | Southern California Edison Co | 36.0372 | -117.7981 | California | 0 | 0 | 0 | 0 | 0 | 0 | 0 | 0 | 0 | 30 | 0
2204 | CA | Coso Finance Partners | 10873 | GEN3 | 0 | OP | ST | GEO | 30 | 0.6 | 157707.918 | 65619.957 | Distributed from 923 Generation And Fuel | 1988 |  | CISO | Southern California Edison Co | 36.0372 | -117.7981 | California | 0 | 0 | 0 | 0 | 0 | 0 | 0 | 0 | 0 | 30 | 0
2205 | CA | Coso Power Developers | 10874 | GEN4 | 0 | OP | ST | GEO | 30 | 0.601 | 157918.667 | 57397.667 | Distributed from 923 Generation And Fuel | 1989 |  | CISO | Southern California Edison Co | 36.0192 | -117.7917 | California | 0 | 0 | 0 | 0 | 0 | 0 | 0 | 0 | 0 | 30 | 0
2206 | CA | Coso Power Developers | 10874 | GEN5 | 0 | OP | ST | GEO | 30 | 0.601 | 157918.667 | 57397.667 | Distributed from 923 Generation And Fuel | 1989 |  | CISO | Southern California Edison Co | 36.0192 | -117.7917 | California | 0 | 0 | 0 | 0 | 0 | 0 | 0 | 0 | 0 | 30 | 0
2207 | CA | Coso Power Developers | 10874 | GEN6 | 0 | OP | ST | GEO | 30 | 0.601 | 157918.667 | 57397.667 | Distributed from 923 Generation And Fuel | 1989 |  | CISO | Southern California Edison Co | 36.0192 | -117.7917 | California | 0 | 0 | 0 | 0 | 0 | 0 | 0 | 0 | 0 | 30 | 0
2211 | CA | Cottonwood | 394 | 1 | 0 | OP | HY | WAT | 0.8 | 0.115 | 806.5 | 421.5 | Distributed from 923 Generation And Fuel | 1908 |  | LDWP | Los Angeles Department of Water & Power | 36.4434 | -118.0439 | California | 0 | 0 | 0 | 0 | 0 | 0 | 0 | 0.8 | 0 | 0 | 0
2212 | CA | Cottonwood | 394 | 2 | 0 | OP | HY | WAT | 0.8 | 0.115 | 806.5 | 421.5 | Distributed from 923 Generation And Fuel | 1909 |  | LDWP | Los Angeles Department of Water & Power | 36.4434 | -118.0439 | California | 0 | 0 | 0 | 0 | 0 | 0 | 0 | 0.8 | 0 | 0 | 0
2213 | CA | Cottonwood Solar, LLC (City of Corcoran) | 59087 | GEN 1 | 0 | OP | PV | SUN | 12 | 0.282 | 29661 | 15780 | Distributed from 923 Generation And Fuel | 2015 |  | CISO | Pacific Gas & Electric Co | 36.1344 | -119.5544 | California | 0 | 0 | 0 | 0 | 0 | 12 | 0 | 0 | 0 | 0 | 0
2214 | CA | Cottonwood Solar, LLC (Goose Lake) | 59086 | GEN1 | 0 | OP | PV | SUN | 12 | 0.335 | 35207 | 18730 | Distributed from 923 Generation And Fuel | 2015 |  | CISO | Pacific Gas & Electric Co | 35.5936 | -119.58 | California | 0 | 0 | 0 | 0 | 0 | 12 | 0 | 0 | 0 | 0 | 0
2215 | CA | Cottonwood Solar, LLC Cottonwood Carport | 59703 | 1 | 0 | OP | PV | SUN | 1 | 0.095 | 828 | 593 | Distributed from 923 Generation And Fuel | 2016 |  | CISO | Pacific Gas & Electric Co | 38.1298 | -122.5682 | California | 0 | 0 | 0 | 0 | 0 | 1 | 0 | 0 | 0 | 0 | 0
2219 | CA | Covanta Stanislaus Energy | 50632 | GEN1 | 2 | OP | ST | MSW | 24 | 0.726 | 152532 | 65146 | EIA-923 Generator File | 1988 |  | CISO | Pacific Gas & Electric Co | 37.3853 | -121.141 | California | 0 | 0 | 0 | 0 | 0 | 0 | 0 | 0 | 0 | 24 | 0
2220 | CA | Cove Hydroelectric | 10707 | GEN1 | 0 | OP | HY | WAT | 5 | 0.378 | 16568 | 8656 | Distributed from 923 Generation And Fuel | 1990 |  | CISO | Pacific Gas & Electric Co | 40.8713 | -121.9487 | California | 0 | 0 | 0 | 0 | 0 | 0 | 0 | 5 | 0 | 0 | 0
2221 | CA | Cow Creek | 229 | 1 | 0 | OP | HY | WAT | 0.7 | 0.556 | 3406.5 | 1779.5 | Distributed from 923 Generation And Fuel | 1907 | 2019 | CISO | Pacific Gas & Electric Co | 40.5708 | -122.0209 | California | 0 | 0 | 0 | 0 | 0 | 0 | 0 | 0.7 | 0 | 0 | 0
2222 | CA | Cow Creek | 229 | 2 | 0 | OP | HY | WAT | 0.7 | 0.556 | 3406.5 | 1779.5 | Distributed from 923 Generation And Fuel | 1907 | 2019 | CISO | Pacific Gas & Electric Co | 40.5708 | -122.0209 | California | 0 | 0 | 0 | 0 | 0 | 0 | 0 | 0.7 | 0 | 0 | 0
2223 | CA | Coyote Creek | 483 | 1 | 0 | OP | HY | WAT | 3.1 | 0.216 | 5858 | 3060 | Distributed from 923 Generation And Fuel | 1984 |  | CISO | Southern California Edison Co | 33.9249 | -117.9552 | California | 0 | 0 | 0 | 0 | 0 | 0 | 0 | 3.1 | 0 | 0 | 0
2224 | CA | Crafton Hills College Solar Farm | 58170 | GEN1 | 0 | OP | PV | SUN | 1.3 | 0.159 | 1806 | 961 | Distributed from 923 Generation And Fuel | 2012 |  | CISO | Southern California Edison Co | 34.0431 | -117.0989 | California | 0 | 0 | 0 | 0 | 0 | 1.3 | 0 | 0 | 0 | 0 | 0
2226 | CA | Creed Energy Center | 55625 | CT1 | 0 | OP | GT | NG | 47 | 0.021 | 8501 | 3988 | Distributed from 923 Generation And Fuel | 2003 |  | CISO | Pacific Gas & Electric Co | 38.2422 | -121.8547 | California | 0 | 47 | 0 | 0 | 0 | 0 | 0 | 0 | 0 | 0 | 0
2227 | CA | Cresta | 231 | 1 | 0 | OP | HY | WAT | 36.9 | 0.388 | 125469.5 | 65550 | Distributed from 923 Generation And Fuel | 1949 |  | CISO | Pacific Gas & Electric Co | 39.8259 | -121.4097 | California | 0 | 0 | 0 | 0 | 0 | 0 | 0 | 36.9 | 0 | 0 | 0
2228 | CA | Cresta | 231 | 2 | 0 | OP | HY | WAT | 36.9 | 0.388 | 125469.5 | 65550 | Distributed from 923 Generation And Fuel | 1950 |  | CISO | Pacific Gas & Electric Co | 39.8259 | -121.4097 | California | 0 | 0 | 0 | 0 | 0 | 0 | 0 | 36.9 | 0 | 0 | 0
2229 | CA | Crockett Cogen Project | 55084 | GE1 | 1 | OP | CS | NG | 247.4 | 0.646 | 1399248 | 689279 | EIA-923 Generator File | 1995 |  | CISO | Pacific Gas & Electric Co | 38.0569 | -122.2161 | California | 0 | 247.4 | 0 | 0 | 0 | 0 | 0 | 0 | 0 | 0 | 0
2231 | CA | CSD 2 - Heritage High | 59130 | 57449 | 0 | OP | PV | SUN | 1.3 | 0.19 | 2167 | 1153 | Distributed from 923 Generation And Fuel | 2013 |  | CISO | Pacific Gas & Electric Co | 37.9219 | -121.7556 | California | 0 | 0 | 0 | 0 | 0 | 1.3 | 0 | 0 | 0 | 0 | 0
2232 | CA | CSD 2- Freedom High | 59129 | 57449 | 0 | OP | PV | SUN | 1.1 | 0.172 | 1661 | 884 | Distributed from 923 Generation And Fuel | 2013 |  | CISO | Pacific Gas & Electric Co | 37.9697 | -121.7194 | California | 0 | 0 | 0 | 0 | 0 | 1.1 | 0 | 0 | 0 | 0 | 0
2233 | CA | CSU East Bay | 57042 | 1 | 0 | OP | FC | NG | 1.4 | 0.299 | 3666 | 1720 | Distributed from 923 Generation And Fuel | 2011 |  | CISO | Pacific Gas & Electric Co | 37.6589 | -122.0594 | California | 0 | 1.4 | 0 | 0 | 0 | 0 | 0 | 0 | 0 | 0 | 0
2234 | CA | CSU Fresno Solar Project | 56813 | 1 | 0 | OP | PV | SUN | 0.5 | 0.165 | 722.5 | 384.5 | Distributed from 923 Generation And Fuel | 2007 |  | CISO | Pacific Gas & Electric Co | 36.8098 | -119.7417 | California | 0 | 0 | 0 | 0 | 0 | 0.5 | 0 | 0 | 0 | 0 | 0
2235 | CA | CSU Fresno Solar Project | 56813 | 2 | 0 | OP | PV | SUN | 0.5 | 0.165 | 722.5 | 384.5 | Distributed from 923 Generation And Fuel | 2007 |  | CISO | Pacific Gas & Electric Co | 36.8098 | -119.7417 | California | 0 | 0 | 0 | 0 | 0 | 0.5 | 0 | 0 | 0 | 0 | 0
2236 | CA | CSU Northridge Plant | 58422 | 63 | 0 | OP | FC | NG | 0.3 | 0.582 | 1530.25 | 718 | Distributed from 923 Generation And Fuel | 2007 |  | LDWP | Los Angeles Department of Water & Power | 34.2433 | -118.5306 | California | 0 | 0.3 | 0 | 0 | 0 | 0 | 0 | 0 | 0 | 0 | 0
2237 | CA | CSU Northridge Plant | 58422 | 64 | 0 | OP | FC | NG | 0.3 | 0.582 | 1530.25 | 718 | Distributed from 923 Generation And Fuel | 2007 |  | LDWP | Los Angeles Department of Water & Power | 34.2433 | -118.5306 | California | 0 | 0.3 | 0 | 0 | 0 | 0 | 0 | 0 | 0 | 0 | 0
2238 | CA | CSU Northridge Plant | 58422 | 65 | 0 | OP | FC | NG | 0.3 | 0.582 | 1530.25 | 718 | Distributed from 923 Generation And Fuel | 2007 |  | LDWP | Los Angeles Department of Water & Power | 34.2433 | -118.5306 | California | 0 | 0.3 | 0 | 0 | 0 | 0 | 0 | 0 | 0 | 0 | 0
2239 | CA | CSU Northridge Plant | 58422 | 67 | 0 | OP | FC | NG | 0.3 | 0.582 | 1530.25 | 718 | Distributed from 923 Generation And Fuel | 2007 |  | LDWP | Los Angeles Department of Water & Power | 34.2433 | -118.5306 | California | 0 | 0.3 | 0 | 0 | 0 | 0 | 0 | 0 | 0 | 0 | 0
2240 | CA | CSU Northridge Plant | 58422 | B2PV | 0 | OP | PV | SUN | 0.4 | 0.178 | 622.667 | 331.333 | Distributed from 923 Generation And Fuel | 2005 |  | LDWP | Los Angeles Department of Water & Power | 34.2433 | -118.5306 | California | 0 | 0 | 0 | 0 | 0 | 0.4 | 0 | 0 | 0 | 0 | 0
2242 | CA | CSU Northridge Plant | 58422 | E6PV | 0 | OP | PV | SUN | 0.2 | 0.178 | 311.333 | 165.667 | Distributed from 923 Generation And Fuel | 2003 |  | LDWP | Los Angeles Department of Water & Power | 34.2433 | -118.5306 | California | 0 | 0 | 0 | 0 | 0 | 0.2 | 0 | 0 | 0 | 0 | 0
2243 | CA | CSUCI Site Authority | 50851 | GEN1 | 0 | OP | CT | NG | 23.5 | 0.649 | 133670 | 62711.093 | EIA-923 Generator File | 1988 |  | CISO | Southern California Edison Co | 34.162 | -119.0479 | California | 23.5 | 0 | 0 | 0 | 0 | 0 | 0 | 0 | 0 | 0 | 0
2244 | CA | CSUCI Site Authority | 50851 | GEN2 | 0 | OP | CA | NG | 7.6 | 0.558 | 37128 | 17418.55 | EIA-923 Generator File | 1988 |  | CISO | Southern California Edison Co | 34.162 | -119.0479 | California | 7.6 | 0 | 0 | 0 | 0 | 0 | 0 | 0 | 0 | 0 | 0
2245 | CA | CSUF Nutwood Solar | 60979 | PV1 | 0 | OP | PV | SUN | 1.9 | 0.001 | 17 | 0 | Distributed from 923 Generation And Fuel | 2016 |  | CISO | Southern California Edison Co | 33.8791 | -117.8887 | California | 0 | 0 | 0 | 0 | 0 | 1.9 | 0 | 0 | 0 | 0 | 0
2246 | CA | CSUF State College | 60978 | PV1 | 0 | OP | PV | SUN | 1 | 0.002 | 14 | 0 | Distributed from 923 Generation And Fuel | 2016 |  | CISO | Southern California Edison Co | 33.8791 | -117.8887 | California | 0 | 0 | 0 | 0 | 0 | 1 | 0 | 0 | 0 | 0 | 0
2247 | CA | CSUF Trigeneration | 58169 | 1 | 0 | OP | GT | NG | 4.6 | 0.757 | 30498 | 14308 | Distributed from 923 Generation And Fuel | 2010 |  | CISO | Southern California Edison Co | 33.8806 | -117.8866 | California | 0 | 4.6 | 0 | 0 | 0 | 0 | 0 | 0 | 0 | 0 | 0
2248 | CA | CSUF Trigeneration | 58169 | CPAC | 0 | OP | PV | SUN | 0.3 | 0.049 | 128.077 | 68.154 | Distributed from 923 Generation And Fuel | 2012 |  | CISO | Southern California Edison Co | 33.8806 | -117.8866 | California | 0 | 0 | 0 | 0 | 0 | 0.3 | 0 | 0 | 0 | 0 | 0
2249 | CA | CSUF Trigeneration | 58169 | KHS | 0 | OP | PV | SUN | 0.3 | 0.049 | 128.077 | 68.154 | Distributed from 923 Generation And Fuel | 2012 |  | CISO | Southern California Edison Co | 33.8806 | -117.8866 | California | 0 | 0 | 0 | 0 | 0 | 0.3 | 0 | 0 | 0 | 0 | 0
2250 | CA | CSUF Trigeneration | 58169 | NPS | 0 | OP | PV | SUN | 2 | 0.049 | 853.846 | 454.359 | Distributed from 923 Generation And Fuel | 2016 |  | CISO | Southern California Edison Co | 33.8806 | -117.8866 | California | 0 | 0 | 0 | 0 | 0 | 2 | 0 | 0 | 0 | 0 | 0
2251 | CA | CSUF Trigeneration | 58169 | PS4 | 0 | OP | PV | SUN | 0.3 | 0.049 | 128.077 | 68.154 | Distributed from 923 Generation And Fuel | 2012 |  | CISO | Southern California Edison Co | 33.8806 | -117.8866 | California | 0 | 0 | 0 | 0 | 0 | 0.3 | 0 | 0 | 0 | 0 | 0
2252 | CA | CSUF Trigeneration | 58169 | SCPS | 0 | OP | PV | SUN | 1 | 0.049 | 426.923 | 227.179 | Distributed from 923 Generation And Fuel | 2016 |  | CISO | Southern California Edison Co | 33.8806 | -117.8866 | California | 0 | 0 | 0 | 0 | 0 | 1 | 0 | 0 | 0 | 0 | 0
2253 | CA | CTV Power Purchase Contract Trust | 54300 | GEWE | 0 | OP | WT | WND | 4.5 | 0.264 | 10389.13 | 5716.957 | Distributed from 923 Generation And Fuel | 2004 |  | CISO | Southern California Edison Co | 35.0583 | -118.3083 | California | 0 | 0 | 0 | 0 | 4.5 | 0 | 0 | 0 | 0 | 0 | 0
2256 | CA | Cuyamaca Peak Energy Plant | 55512 | CPP6 | 0 | OP | GT | NG | 48.7 | 0.019 | 8176 | 3836 | Distributed from 923 Generation And Fuel | 2002 |  | CISO | San Diego Gas & Electric Co | 32.7965 | -116.9721 | California | 0 | 48.7 | 0 | 0 | 0 | 0 | 0 | 0 | 0 | 0 | 0
2257 | CA | Cymric 31X Cogen | 52081 | TG1 | 0 | OP | GT | NG | 3.4 | 0.769 | 22912 | 10749 | Distributed from 923 Generation And Fuel | 1988 |  | CISO | Pacific Gas & Electric Co | 35.3639 | -119.6592 | California | 0 | 3.4 | 0 | 0 | 0 | 0 | 0 | 0 | 0 | 0 | 0
2258 | CA | Cymric 31X Cogen | 52081 | TG2 | 0 | OP | GT | NG | 3.4 | 0.769 | 22912 | 10749 | Distributed from 923 Generation And Fuel | 1988 |  | CISO | Pacific Gas & Electric Co | 35.3639 | -119.6592 | California | 0 | 3.4 | 0 | 0 | 0 | 0 | 0 | 0 | 0 | 0 | 0
2259 | CA | Cymric 36W Cogen | 52104 | GEN1 | 0 | OP | GT | NG | 3.1 | 0.694 | 18849 | 8843 | Distributed from 923 Generation And Fuel | 1982 |  | CISO | Pacific Gas & Electric Co | 35.3633 | -119.6756 | California | 0 | 3.1 | 0 | 0 | 0 | 0 | 0 | 0 | 0 | 0 | 0
2260 | CA | Cymric 36W Cogen | 52104 | GEN2 | 0 | OP | GT | NG | 3.1 | 0.694 | 18849 | 8843 | Distributed from 923 Generation And Fuel | 1982 |  | CISO | Pacific Gas & Electric Co | 35.3633 | -119.6756 | California | 0 | 3.1 | 0 | 0 | 0 | 0 | 0 | 0 | 0 | 0 | 0
2261 | CA | Cymric 36W Cogen | 52104 | GEN3 | 0 | OP | GT | NG | 3.1 | 0.694 | 18849 | 8843 | Distributed from 923 Generation And Fuel | 1982 |  | CISO | Pacific Gas & Electric Co | 35.3633 | -119.6756 | California | 0 | 3.1 | 0 | 0 | 0 | 0 | 0 | 0 | 0 | 0 | 0
2262 | CA | Cymric 36W Cogen | 52104 | GEN4 | 0 | OP | GT | NG | 3.1 | 0.694 | 18849 | 8843 | Distributed from 923 Generation And Fuel | 1982 |  | CISO | Pacific Gas & Electric Co | 35.3633 | -119.6756 | California | 0 | 3.1 | 0 | 0 | 0 | 0 | 0 | 0 | 0 | 0 | 0
2263 | CA | Cymric 6Z Cogen | 52082 | TG1 | 0 | OP | GT | NG | 3.4 | 0.766 | 22821.5 | 10706.5 | Distributed from 923 Generation And Fuel | 1986 |  | CISO | Pacific Gas & Electric Co | 35.3461 | -119.6434 | California | 0 | 3.4 | 0 | 0 | 0 | 0 | 0 | 0 | 0 | 0 | 0
2264 | CA | Cymric 6Z Cogen | 52082 | TG2 | 0 | OP | GT | NG | 3.4 | 0.766 | 22821.5 | 10706.5 | Distributed from 923 Generation And Fuel | 1986 |  | CISO | Pacific Gas & Electric Co | 35.3461 | -119.6434 | California | 0 | 3.4 | 0 | 0 | 0 | 0 | 0 | 0 | 0 | 0 | 0
2265 | CA | De Sabla | 232 | 1 | 0 | OP | HY | WAT | 18.4 | 0.306 | 49393 | 25805 | Distributed from 923 Generation And Fuel | 1963 |  | CISO | Pacific Gas & Electric Co | 39.8693 | -121.6318 | California | 0 | 0 | 0 | 0 | 0 | 0 | 0 | 18.4 | 0 | 0 | 0
2266 | CA | Deadwood Creek | 7507 | 1 | 0 | OP | HY | WAT | 2 | 0.19 | 3330 | 1740 | Distributed from 923 Generation And Fuel | 1993 |  | CISO | Pacific Gas & Electric Co | 39.53 | -121.0958 | California | 0 | 0 | 0 | 0 | 0 | 0 | 0 | 2 | 0 | 0 | 0
2267 | CA | Deer Creek PH | 233 | 1 | 0 | OP | HY | WAT | 5.5 | 0.33 | 15919 | 8317 | Distributed from 923 Generation And Fuel | 1908 |  | CISO | Pacific Gas & Electric Co | 39.2981 | -120.8443 | California | 0 | 0 | 0 | 0 | 0 | 0 | 0 | 5.5 | 0 | 0 | 0
2269 | CA | Delano Energy Center | 58122 | GEN1 | 0 | OP | GT | NG | 48.5 | 0.028 | 11715 | 5496 | Distributed from 923 Generation And Fuel | 2013 |  | CISO | Southern California Edison Co | 35.7909 | -119.2945 | California | 0 | 48.5 | 0 | 0 | 0 | 0 | 0 | 0 | 0 | 0 | 0
2271 | CA | Delta Energy Center | 55333 | CTG1 | 0 | OP | CT | NG | 212 | 0.415 | 769835 | 326831 | EIA-923 Generator File | 2002 |  | CISO | Pacific Gas & Electric Co | 38.0169 | -121.8439 | California | 212 | 0 | 0 | 0 | 0 | 0 | 0 | 0 | 0 | 0 | 0
2272 | CA | Delta Energy Center | 55333 | CTG2 | 0 | OP | CT | NG | 212 | 0.366 | 680360 | 277237 | EIA-923 Generator File | 2002 |  | CISO | Pacific Gas & Electric Co | 38.0169 | -121.8439 | California | 212 | 0 | 0 | 0 | 0 | 0 | 0 | 0 | 0 | 0 | 0
2273 | CA | Delta Energy Center | 55333 | CTG3 | 0 | OP | CT | NG | 213.5 | 0.388 | 726570 | 324468 | EIA-923 Generator File | 2002 |  | CISO | Pacific Gas & Electric Co | 38.0169 | -121.8439 | California | 213.5 | 0 | 0 | 0 | 0 | 0 | 0 | 0 | 0 | 0 | 0
2274 | CA | Delta Energy Center | 55333 | STG1 | 3 | OP | CA | NG | 306 | 0.464 | 1244788 | 539217 | EIA-923 Generator File | 2002 |  | CISO | Pacific Gas & Electric Co | 38.0169 | -121.8439 | California | 306 | 0 | 0 | 0 | 0 | 0 | 0 | 0 | 0 | 0 | 0
2277 | CA | Desert Green Solar Farm LLC | 57959 | 1 | 0 | OP | PV | SUN | 6.3 | 0.257 | 14189 | 7549 | Distributed from 923 Generation And Fuel | 2014 |  | CISO | San Diego Gas & Electric Co | 33.2706 | -116.3481 | California | 0 | 0 | 0 | 0 | 0 | 6.3 | 0 | 0 | 0 | 0 | 0
2278 | CA | Desert Hot Springs Solar | 58514 | DHCA | 0 | OP | PV | SUN | 2.3 | 0.314 | 6329 | 3367 | Distributed from 923 Generation And Fuel | 2013 |  | CISO | Southern California Edison Co | 33.9231 | -116.53 | California | 0 | 0 | 0 | 0 | 0 | 2.3 | 0 | 0 | 0 | 0 | 0
2280 | CA | Desert Sunlight 250, LLC | 58542 | DSL12 | 0 | OP | PV | SUN | 39.1 | 0.285 | 97670.453 | 46000.046 | Distributed from 923 Generation And Fuel | 2013 |  | CISO | Southern California Edison Co | 33.8055 | -115.3947 | California | 0 | 0 | 0 | 0 | 0 | 39.1 | 0 | 0 | 0 | 0 | 0
2281 | CA | Desert Sunlight 250, LLC | 58542 | DSL13 | 0 | OP | PV | SUN | 39.1 | 0.285 | 97670.453 | 46000.046 | Distributed from 923 Generation And Fuel | 2014 |  | CISO | Southern California Edison Co | 33.8055 | -115.3947 | California | 0 | 0 | 0 | 0 | 0 | 39.1 | 0 | 0 | 0 | 0 | 0
2282 | CA | Desert Sunlight 250, LLC | 58542 | DSL14 | 0 | OP | PV | SUN | 26.5 | 0.285 | 66196.087 | 31176.502 | Distributed from 923 Generation And Fuel | 2014 |  | CISO | Southern California Edison Co | 33.8055 | -115.3947 | California | 0 | 0 | 0 | 0 | 0 | 26.5 | 0 | 0 | 0 | 0 | 0
2283 | CA | Desert Sunlight 250, LLC | 58542 | DSL15 | 0 | OP | PV | SUN | 13.9 | 0.285 | 34721.721 | 16352.958 | Distributed from 923 Generation And Fuel | 2014 |  | CISO | Southern California Edison Co | 33.8055 | -115.3947 | California | 0 | 0 | 0 | 0 | 0 | 13.9 | 0 | 0 | 0 | 0 | 0
2284 | CA | Desert Sunlight 250, LLC | 58542 | DSL16 | 0 | OP | PV | SUN | 22.7 | 0.285 | 56703.818 | 26705.909 | Distributed from 923 Generation And Fuel | 2013 |  | CISO | Southern California Edison Co | 33.8055 | -115.3947 | California | 0 | 0 | 0 | 0 | 0 | 22.7 | 0 | 0 | 0 | 0 | 0
2285 | CA | Desert Sunlight 250, LLC | 58542 | DSL17 | 0 | OP | PV | SUN | 29 | 0.285 | 72441.001 | 34117.681 | Distributed from 923 Generation And Fuel | 2013 |  | CISO | Southern California Edison Co | 33.8055 | -115.3947 | California | 0 | 0 | 0 | 0 | 0 | 29 | 0 | 0 | 0 | 0 | 0
2286 | CA | Desert Sunlight 250, LLC | 58542 | DSL18 | 0 | OP | PV | SUN | 29 | 0.285 | 72441.001 | 34117.681 | Distributed from 923 Generation And Fuel | 2014 |  | CISO | Southern California Edison Co | 33.8055 | -115.3947 | California | 0 | 0 | 0 | 0 | 0 | 29 | 0 | 0 | 0 | 0 | 0
2287 | CA | Desert Sunlight 250, LLC | 58542 | DSL19 | 0 | OP | PV | SUN | 25.2 | 0.285 | 62948.732 | 29647.089 | Distributed from 923 Generation And Fuel | 2014 |  | CISO | Southern California Edison Co | 33.8055 | -115.3947 | California | 0 | 0 | 0 | 0 | 0 | 25.2 | 0 | 0 | 0 | 0 | 0
2288 | CA | Desert Sunlight 250, LLC | 58542 | DSL20 | 0 | OP | PV | SUN | 25.2 | 0.285 | 62948.732 | 29647.089 | Distributed from 923 Generation And Fuel | 2013 |  | CISO | Southern California Edison Co | 33.8055 | -115.3947 | California | 0 | 0 | 0 | 0 | 0 | 25.2 | 0 | 0 | 0 | 0 | 0
2289 | CA | Desert Sunlight 300, LLC | 57993 | DSL1 | 0 | OP | PV | SUN | 40.3 | 0.263 | 92822.321 | 44533.234 | Distributed from 923 Generation And Fuel | 2013 |  | CISO | Southern California Edison Co | 33.8231 | -115.3939 | California | 0 | 0 | 0 | 0 | 0 | 40.3 | 0 | 0 | 0 | 0 | 0
2290 | CA | Desert Sunlight 300, LLC | 57993 | DSL10 | 0 | OP | PV | SUN | 30.2 | 0.263 | 69559.158 | 33372.3 | Distributed from 923 Generation And Fuel | 2013 |  | CISO | Southern California Edison Co | 33.8231 | -115.3939 | California | 0 | 0 | 0 | 0 | 0 | 30.2 | 0 | 0 | 0 | 0 | 0
2291 | CA | Desert Sunlight 300, LLC | 57993 | DSL11 | 0 | OP | PV | SUN | 20.2 | 0.263 | 46526.325 | 22321.869 | Distributed from 923 Generation And Fuel | 2013 |  | CISO | Southern California Edison Co | 33.8231 | -115.3939 | California | 0 | 0 | 0 | 0 | 0 | 20.2 | 0 | 0 | 0 | 0 | 0
2292 | CA | Desert Sunlight 300, LLC | 57993 | DSL2 | 0 | OP | PV | SUN | 40.3 | 0.263 | 92822.321 | 44533.234 | Distributed from 923 Generation And Fuel | 2013 |  | CISO | Southern California Edison Co | 33.8231 | -115.3939 | California | 0 | 0 | 0 | 0 | 0 | 40.3 | 0 | 0 | 0 | 0 | 0
2293 | CA | Desert Sunlight 300, LLC | 57993 | DSL3 | 0 | OP | PV | SUN | 40.3 | 0.263 | 92822.321 | 44533.234 | Distributed from 923 Generation And Fuel | 2013 |  | CISO | Southern California Edison Co | 33.8231 | -115.3939 | California | 0 | 0 | 0 | 0 | 0 | 40.3 | 0 | 0 | 0 | 0 | 0
2294 | CA | Desert Sunlight 300, LLC | 57993 | DSL4 | 0 | OP | PV | SUN | 30.2 | 0.263 | 69559.158 | 33372.3 | Distributed from 923 Generation And Fuel | 2013 |  | CISO | Southern California Edison Co | 33.8231 | -115.3939 | California | 0 | 0 | 0 | 0 | 0 | 30.2 | 0 | 0 | 0 | 0 | 0
2295 | CA | Desert Sunlight 300, LLC | 57993 | DSL5 | 0 | OP | PV | SUN | 25.2 | 0.263 | 58042.741 | 27847.084 | Distributed from 923 Generation And Fuel | 2014 |  | CISO | Southern California Edison Co | 33.8231 | -115.3939 | California | 0 | 0 | 0 | 0 | 0 | 25.2 | 0 | 0 | 0 | 0 | 0
2296 | CA | Desert Sunlight 300, LLC | 57993 | DSL6 | 0 | OP | PV | SUN | 25.2 | 0.263 | 58042.741 | 27847.084 | Distributed from 923 Generation And Fuel | 2014 |  | CISO | Southern California Edison Co | 33.8231 | -115.3939 | California | 0 | 0 | 0 | 0 | 0 | 25.2 | 0 | 0 | 0 | 0 | 0
2297 | CA | Desert Sunlight 300, LLC | 57993 | DSL7 | 0 | OP | PV | SUN | 20.2 | 0.263 | 46526.325 | 22321.869 | Distributed from 923 Generation And Fuel | 2014 |  | CISO | Southern California Edison Co | 33.8231 | -115.3939 | California | 0 | 0 | 0 | 0 | 0 | 20.2 | 0 | 0 | 0 | 0 | 0
2298 | CA | Desert Sunlight 300, LLC | 57993 | DSL8 | 0 | OP | PV | SUN | 18.9 | 0.263 | 43532.056 | 20885.313 | Distributed from 923 Generation And Fuel | 2014 |  | CISO | Southern California Edison Co | 33.8231 | -115.3939 | California | 0 | 0 | 0 | 0 | 0 | 18.9 | 0 | 0 | 0 | 0 | 0
2299 | CA | Desert Sunlight 300, LLC | 57993 | DSL9 | 0 | OP | PV | SUN | 22.7 | 0.263 | 52284.533 | 25084.477 | Distributed from 923 Generation And Fuel | 2014 |  | CISO | Southern California Edison Co | 33.8231 | -115.3939 | California | 0 | 0 | 0 | 0 | 0 | 22.7 | 0 | 0 | 0 | 0 | 0
2302 | CA | Devil Canyon | 436 | 4 | 0 | OP | HY | WAT | 78.3 | 0.362 | 248557.709 | 154804.656 | Distributed from 923 Generation And Fuel | 1992 |  | CISO | Southern California Edison Co | 34.2056 | -117.3344 | California | 0 | 0 | 0 | 0 | 0 | 0 | 0 | 78.3 | 0 | 0 | 0
2303 | CA | Devil Canyon | 436 | 1 | 0 | OP | HY | WAT | 59.8 | 0.362 | 189830.791 | 118228.844 | Distributed from 923 Generation And Fuel | 1972 |  | CISO | Southern California Edison Co | 34.2056 | -117.3344 | California | 0 | 0 | 0 | 0 | 0 | 0 | 0 | 59.8 | 0 | 0 | 0
2304 | CA | Devil Canyon | 436 | 2 | 0 | OP | HY | WAT | 59.8 | 0.362 | 189830.791 | 118228.844 | Distributed from 923 Generation And Fuel | 1976 |  | CISO | Southern California Edison Co | 34.2056 | -117.3344 | California | 0 | 0 | 0 | 0 | 0 | 0 | 0 | 59.8 | 0 | 0 | 0
2305 | CA | Devil Canyon | 436 | 3 | 0 | OP | HY | WAT | 78.3 | 0.362 | 248557.709 | 154804.656 | Distributed from 923 Generation And Fuel | 1994 |  | CISO | Southern California Edison Co | 34.2056 | -117.3344 | California | 0 | 0 | 0 | 0 | 0 | 0 | 0 | 78.3 | 0 | 0 | 0
2309 | CA | Diablo Canyon | 6099 | 1 | 1 | OP | ST | NUC | 1159 | 0.929 | 9433440.767 | 3684349.74 | Distributed from 923 Generation And Fuel | 1985 | 2024 | CISO | Pacific Gas & Electric Co | 35.2115 | -120.8555 | California | 0 | 0 | 0 | 0 | 0 | 0 | 0 | 0 | 1159 | 0 | 0
2310 | CA | Diablo Canyon | 6099 | 2 | 1 | OP | ST | NUC | 1164 | 0.929 | 9474137.233 | 3700244.26 | Distributed from 923 Generation And Fuel | 1986 | 2025 | CISO | Pacific Gas & Electric Co | 35.2115 | -120.8555 | California | 0 | 0 | 0 | 0 | 0 | 0 | 0 | 0 | 1164 | 0 | 0
2311 | CA | Diablo Wind LLC | 56271 | VEST | 0 | OP | WT | WND | 18 | 0.402 | 63351 | 34861 | Distributed from 923 Generation And Fuel | 2004 |  | CISO | Pacific Gas & Electric Co | 37.7637 | -121.6144 | California | 0 | 0 | 0 | 0 | 18 | 0 | 0 | 0 | 0 | 0 | 0
2312 | CA | Diamond Valley Lake | 7942 | 10 | 0 | OP | HY | WAT | 3.3 | 0.006 | 184.889 | 96.556 | Distributed from 923 Generation And Fuel | 2001 |  | CISO | Southern California Edison Co | 33.6808 | -117.0698 | California | 0 | 0 | 0 | 0 | 0 | 0 | 0 | 3.3 | 0 | 0 | 0
2313 | CA | Diamond Valley Lake | 7942 | 11 | 0 | OP | HY | WAT | 3.3 | 0.006 | 184.889 | 96.556 | Distributed from 923 Generation And Fuel | 2001 |  | CISO | Southern California Edison Co | 33.6808 | -117.0698 | California | 0 | 0 | 0 | 0 | 0 | 0 | 0 | 3.3 | 0 | 0 | 0
2314 | CA | Diamond Valley Lake | 7942 | 12 | 0 | OP | HY | WAT | 3.3 | 0.006 | 184.889 | 96.556 | Distributed from 923 Generation And Fuel | 2001 |  | CISO | Southern California Edison Co | 33.6808 | -117.0698 | California | 0 | 0 | 0 | 0 | 0 | 0 | 0 | 3.3 | 0 | 0 | 0
2315 | CA | Diamond Valley Lake | 7942 | 2 | 0 | OP | HY | WAT | 3.3 | 0.006 | 184.889 | 96.556 | Distributed from 923 Generation And Fuel | 2001 |  | CISO | Southern California Edison Co | 33.6808 | -117.0698 | California | 0 | 0 | 0 | 0 | 0 | 0 | 0 | 3.3 | 0 | 0 | 0
2316 | CA | Diamond Valley Lake | 7942 | 3 | 0 | OP | HY | WAT | 3.3 | 0.006 | 184.889 | 96.556 | Distributed from 923 Generation And Fuel | 2001 |  | CISO | Southern California Edison Co | 33.6808 | -117.0698 | California | 0 | 0 | 0 | 0 | 0 | 0 | 0 | 3.3 | 0 | 0 | 0
2317 | CA | Diamond Valley Lake | 7942 | 4 | 0 | OP | HY | WAT | 3.3 | 0.006 | 184.889 | 96.556 | Distributed from 923 Generation And Fuel | 2001 |  | CISO | Southern California Edison Co | 33.6808 | -117.0698 | California | 0 | 0 | 0 | 0 | 0 | 0 | 0 | 3.3 | 0 | 0 | 0
2318 | CA | Diamond Valley Lake | 7942 | 6 | 0 | OP | HY | WAT | 3.3 | 0.006 | 184.889 | 96.556 | Distributed from 923 Generation And Fuel | 2001 |  | CISO | Southern California Edison Co | 33.6808 | -117.0698 | California | 0 | 0 | 0 | 0 | 0 | 0 | 0 | 3.3 | 0 | 0 | 0
2319 | CA | Diamond Valley Lake | 7942 | 7 | 0 | OP | HY | WAT | 3.3 | 0.006 | 184.889 | 96.556 | Distributed from 923 Generation And Fuel | 2001 |  | CISO | Southern California Edison Co | 33.6808 | -117.0698 | California | 0 | 0 | 0 | 0 | 0 | 0 | 0 | 3.3 | 0 | 0 | 0
2320 | CA | Diamond Valley Lake | 7942 | 8 | 0 | OP | HY | WAT | 3.3 | 0.006 | 184.889 | 96.556 | Distributed from 923 Generation And Fuel | 2001 |  | CISO | Southern California Edison Co | 33.6808 | -117.0698 | California | 0 | 0 | 0 | 0 | 0 | 0 | 0 | 3.3 | 0 | 0 | 0
2324 | CA | Diamond Valley Solar Project | 59405 | PV11 | 0 | OP | PV | SUN | 1.3 | 0.219 | 2490 | 1325 | Distributed from 923 Generation And Fuel | 2015 |  | CISO | Southern California Edison Co | 33.7131 | -117.0725 | California | 0 | 0 | 0 | 0 | 0 | 1.3 | 0 | 0 | 0 | 0 | 0
2325 | CA | Difwind Farms Ltd I | 54681 | EXIS | 0 | OP | WT | WND | 7.3 | 0.185 | 11859 | 6526 | Distributed from 923 Generation And Fuel | 1986 |  | CISO | Southern California Edison Co | 33.8989 | -116.5728 | California | 0 | 0 | 0 | 0 | 7.3 | 0 | 0 | 0 | 0 | 0 | 0
2326 | CA | Difwind Farms Ltd II | 54682 | EXIS | 0 | OP | WT | WND | 5.5 | 0.134 | 6475 | 3563 | Distributed from 923 Generation And Fuel | 1986 |  | CISO | Southern California Edison Co | 33.8937 | -116.5678 | California | 0 | 0 | 0 | 0 | 5.5 | 0 | 0 | 0 | 0 | 0 | 0
2327 | CA | Difwind Farms Ltd V | 54685 | EXIS | 0 | OP | WT | WND | 11.7 | 0.136 | 13937 | 7669 | Distributed from 923 Generation And Fuel | 1987 |  | CISO | Southern California Edison Co | 33.8874 | -116.5782 | California | 0 | 0 | 0 | 0 | 11.7 | 0 | 0 | 0 | 0 | 0 | 0
2331 | CA | Dillon Wind LLC | 56791 | 1 | 0 | OP | WT | WND | 45 | 0.362 | 142584 | 75079 | Distributed from 923 Generation And Fuel | 2008 |  | CISO | Southern California Edison Co | 33.9393 | -116.5527 | California | 0 | 0 | 0 | 0 | 45 | 0 | 0 | 0 | 0 | 0 | 0
2332 | CA | Dinosaur Point | 10005 | WTGS | 0 | OP | WT | WND | 17.4 |  |  |  |  | 1988 | 2018 | CISO | Pacific Gas & Electric Co | 37.0478 | -121.1708 | California | 0 | 0 | 0 | 0 | 17.4 | 0 | 0 | 0 | 0 | 0 | 0
2334 | CA | Dinuba Wastewater Treatment Plant | 57827 | DSPV | 0 | OP | PV | SUN | 1 | 0.206 | 1803 | 959 | Distributed from 923 Generation And Fuel | 2011 |  | CISO | Pacific Gas & Electric Co | 36.5381 | -119.4264 | California | 0 | 0 | 0 | 0 | 0 | 1 | 0 | 0 | 0 | 0 | 0
2335 | CA | Dion R Holm | 380 | 1 | 0 | OP | HY | WAT | 78.4 | 0.472 | 324161.5 | 108191 | Distributed from 923 Generation And Fuel | 1960 |  | CISO | Pacific Gas & Electric Co | 37.8966 | -119.9675 | California | 0 | 0 | 0 | 0 | 0 | 0 | 0 | 78.4 | 0 | 0 | 0
2336 | CA | Dion R Holm | 380 | 2 | 0 | OP | HY | WAT | 78.4 | 0.472 | 324161.5 | 108191 | Distributed from 923 Generation And Fuel | 1960 |  | CISO | Pacific Gas & Electric Co | 37.8966 | -119.9675 | California | 0 | 0 | 0 | 0 | 0 | 0 | 0 | 78.4 | 0 | 0 | 0
2338 | CA | Division 1 | 59094 | GEN 1 | 0 | OP | PV | SUN | 1.5 | 0.245 | 3223 | 1715 | Distributed from 923 Generation And Fuel | 2014 |  | CISO | Southern California Edison Co | 34.7083 | -118.1306 | California | 0 | 0 | 0 | 0 | 0 | 1.5 | 0 | 0 | 0 | 0 | 0
2339 | CA | Division 2 | 59095 | GEN 1 | 0 | OP | PV | SUN | 1 | 0.235 | 2058 | 1095 | Distributed from 923 Generation And Fuel | 2014 |  | CISO | Southern California Edison Co | 34.7083 | -118.1306 | California | 0 | 0 | 0 | 0 | 0 | 1 | 0 | 0 | 0 | 0 | 0
2340 | CA | Division 3 | 59096 | GEN1 | 0 | OP | PV | SUN | 1 | 0.237 | 2072 | 1102 | Distributed from 923 Generation And Fuel | 2014 |  | CISO | Southern California Edison Co | 34.7083 | -118.1306 | California | 0 | 0 | 0 | 0 | 0 | 1 | 0 | 0 | 0 | 0 | 0
2341 | CA | Dome Project | 54449 | T1 | 0 | OP | GT | NG | 3 | 0.937 | 24619 | 11550 | Distributed from 923 Generation And Fuel | 1988 |  | CISO | Pacific Gas & Electric Co | 35.2208 | -119.5831 | California | 0 | 3 | 0 | 0 | 0 | 0 | 0 | 0 | 0 | 0 | 0
2342 | CA | Dome Project | 54449 | T2 | 0 | OP | GT | NG | 3 | 0.937 | 24619 | 11550 | Distributed from 923 Generation And Fuel | 1988 |  | CISO | Pacific Gas & Electric Co | 35.2208 | -119.5831 | California | 0 | 3 | 0 | 0 | 0 | 0 | 0 | 0 | 0 | 0 | 0
2343 | CA | Dominguez Plant | 52064 | GEN1 | 0 | OP | ST | WH | 5 | 0.028 | 1244 | 553 | Distributed from 923 Generation And Fuel | 1976 |  | CISO | Southern California Edison Co | 33.8431 | -118.2347 | California | 0 | 0 | 0 | 0 | 0 | 0 | 0 | 0 | 0 | 5 | 0
2348 | CA | Donald Von Raesfeld Power Plant | 56026 | CTG1 | 0 | OP | CT | NG | 50 | 0.826 | 361795 | 161314 | EIA-923 Generator File | 2005 |  | CISO | City of Santa Clara - (CA) | 37.3767 | -121.9508 | California | 50 | 0 | 0 | 0 | 0 | 0 | 0 | 0 | 0 | 0 | 0
2349 | CA | Donald Von Raesfeld Power Plant | 56026 | CTG2 | 0 | OP | CT | NG | 50 | 0.826 | 361643 | 157893 | EIA-923 Generator File | 2005 |  | CISO | City of Santa Clara - (CA) | 37.3767 | -121.9508 | California | 50 | 0 | 0 | 0 | 0 | 0 | 0 | 0 | 0 | 0 | 0
2350 | CA | Donald Von Raesfeld Power Plant | 56026 | STG | 2 | OP | CA | NG | 54 | 0.446 | 211099 | 92075 | EIA-923 Generator File | 2005 |  | CISO | City of Santa Clara - (CA) | 37.3767 | -121.9508 | California | 54 | 0 | 0 | 0 | 0 | 0 | 0 | 0 | 0 | 0 | 0
2351 | CA | Donnells | 415 | H1 | 0 | OP | HY | WAT | 72 | 0.551 | 347220 | 181401 | Distributed from 923 Generation And Fuel | 1957 |  | CISO | Pacific Gas & Electric Co | 38.2467 | -120.0341 | California | 0 | 0 | 0 | 0 | 0 | 0 | 0 | 72 | 0 | 0 | 0
2352 | CA | Double C Generation Limited Partnership | 50493 | DC1 | 0 | OP | GT | NG | 24.9 | 0.024 | 5233 | 2455 | Distributed from 923 Generation And Fuel | 1989 |  | CISO | Pacific Gas & Electric Co | 35.5005 | -119.046 | California | 0 | 24.9 | 0 | 0 | 0 | 0 | 0 | 0 | 0 | 0 | 0
2353 | CA | Double C Generation Limited Partnership | 50493 | DC2 | 0 | OP | GT | NG | 24.9 | 0.024 | 5233 | 2455 | Distributed from 923 Generation And Fuel | 1989 |  | CISO | Pacific Gas & Electric Co | 35.5005 | -119.046 | California | 0 | 24.9 | 0 | 0 | 0 | 0 | 0 | 0 | 0 | 0 | 0
2354 | CA | Drews Generating Facility | 55935 | D1 | 0 | OP | GT | NG | 11.2 | 0.004 | 378.75 | 177.75 | Distributed from 923 Generation And Fuel | 2001 |  | CISO | City of Colton - (CA) | 34.0609 | -117.3532 | California | 0 | 11.2 | 0 | 0 | 0 | 0 | 0 | 0 | 0 | 0 | 0
2355 | CA | Drews Generating Facility | 55935 | D2 | 0 | OP | GT | NG | 11.2 | 0.004 | 378.75 | 177.75 | Distributed from 923 Generation And Fuel | 2001 |  | CISO | City of Colton - (CA) | 34.0609 | -117.3532 | California | 0 | 11.2 | 0 | 0 | 0 | 0 | 0 | 0 | 0 | 0 | 0
2356 | CA | Drews Generating Facility | 55935 | D3 | 0 | OP | GT | NG | 11.2 | 0.004 | 378.75 | 177.75 | Distributed from 923 Generation And Fuel | 2001 |  | CISO | City of Colton - (CA) | 34.0609 | -117.3532 | California | 0 | 11.2 | 0 | 0 | 0 | 0 | 0 | 0 | 0 | 0 | 0
2357 | CA | Drews Generating Facility | 55935 | D4 | 0 | OP | GT | NG | 11.2 | 0.004 | 378.75 | 177.75 | Distributed from 923 Generation And Fuel | 2001 |  | CISO | City of Colton - (CA) | 34.0609 | -117.3532 | California | 0 | 11.2 | 0 | 0 | 0 | 0 | 0 | 0 | 0 | 0 | 0
2369 | CA | Drum 1 | 235 | 1 | 0 | OP | HY | WAT | 12 | 0.364 | 38301.951 | 20010.488 | Distributed from 923 Generation And Fuel | 1913 |  | CISO | Pacific Gas & Electric Co | 39.2569 | -120.7674 | California | 0 | 0 | 0 | 0 | 0 | 0 | 0 | 12 | 0 | 0 | 0
2370 | CA | Drum 1 | 235 | 2 | 0 | OP | HY | WAT | 12 | 0.364 | 38301.951 | 20010.488 | Distributed from 923 Generation And Fuel | 1913 |  | CISO | Pacific Gas & Electric Co | 39.2569 | -120.7674 | California | 0 | 0 | 0 | 0 | 0 | 0 | 0 | 12 | 0 | 0 | 0
2371 | CA | Drum 1 | 235 | 3 | 0 | OP | HY | WAT | 12 | 0.364 | 38301.951 | 20010.488 | Distributed from 923 Generation And Fuel | 1922 |  | CISO | Pacific Gas & Electric Co | 39.2569 | -120.7674 | California | 0 | 0 | 0 | 0 | 0 | 0 | 0 | 12 | 0 | 0 | 0
2372 | CA | Drum 1 | 235 | 4 | 0 | OP | HY | WAT | 13.2 | 0.364 | 42132.146 | 22011.537 | Distributed from 923 Generation And Fuel | 1928 |  | CISO | Pacific Gas & Electric Co | 39.2569 | -120.7674 | California | 0 | 0 | 0 | 0 | 0 | 0 | 0 | 13.2 | 0 | 0 | 0
2373 | CA | Drum 2 | 236 | 5 | 0 | OP | HY | WAT | 53.1 | 0.529 | 246250 | 128651 | Distributed from 923 Generation And Fuel | 1965 |  | CISO | Pacific Gas & Electric Co | 39.2574 | -120.767 | California | 0 | 0 | 0 | 0 | 0 | 0 | 0 | 53.1 | 0 | 0 | 0
2374 | CA | DSH (CA) - Coalinga State Hospital | 59746 | 1 | 0 | OP | PV | SUN | 2.6 | 0.168 | 3817 | 2031 | Distributed from 923 Generation And Fuel | 2014 |  | CISO | Pacific Gas & Electric Co | 36.1373 | -120.2185 | California | 0 | 0 | 0 | 0 | 0 | 2.6 | 0 | 0 | 0 | 0 | 0
2375 | CA | Dulles | 60182 | DULLE | 0 | OP | PV | SUN | 2 | 0.032 | 553 | 179 | Distributed from 923 Generation And Fuel | 2016 |  | CISO | Southern California Edison Co | 34.0301 | -117.5178 | California | 0 | 0 | 0 | 0 | 0 | 2 | 0 | 0 | 0 | 0 | 0
2376 | CA | Dutch Flat | 237 | 1 | 0 | OP | HY | WAT | 22 | 0.485 | 93409 | 48801 | Distributed from 923 Generation And Fuel | 1943 |  | CISO | Pacific Gas & Electric Co | 39.217 | -120.8356 | California | 0 | 0 | 0 | 0 | 0 | 0 | 0 | 22 | 0 | 0 | 0
2377 | CA | Dutch Flat 2 | 413 | 3P | 0 | OP | HY | WAT | 27.3 | 0.38 | 90867 | 47473 | Distributed from 923 Generation And Fuel | 1965 |  | CISO | Pacific Gas & Electric Co | 39.2184 | -120.8352 | California | 0 | 0 | 0 | 0 | 0 | 0 | 0 | 27.3 | 0 | 0 | 0
2378 | CA | Dutch Wind Energy | 57301 | DEC | 0 | OP | WT | WND | 8 | 0.268 | 18800 | 10345 | Distributed from 923 Generation And Fuel | 1994 |  | CISO | Southern California Edison Co | 33.8942 | -116.5603 | California | 0 | 0 | 0 | 0 | 8 | 0 | 0 | 0 | 0 | 0 | 0
2380 | CA | Dynegy Moss Landing Power Plant | 260 | CT1A | 0 | OP | CT | NG | 233 | 0.193 | 393367 | 129876 | EIA-923 Generator File | 2002 |  | CISO | Pacific Gas & Electric Co | 36.8048 | -121.7822 | California | 233 | 0 | 0 | 0 | 0 | 0 | 0 | 0 | 0 | 0 | 0
2381 | CA | Dynegy Moss Landing Power Plant | 260 | CT1B | 0 | OP | CT | NG | 233 | 0.164 | 334099 | 143733 | EIA-923 Generator File | 2002 |  | CISO | Pacific Gas & Electric Co | 36.8048 | -121.7822 | California | 233 | 0 | 0 | 0 | 0 | 0 | 0 | 0 | 0 | 0 | 0
2382 | CA | Dynegy Moss Landing Power Plant | 260 | CT2A | 0 | OP | CT | NG | 233 | 0.214 | 435919 | 199918 | EIA-923 Generator File | 2002 |  | CISO | Pacific Gas & Electric Co | 36.8048 | -121.7822 | California | 233 | 0 | 0 | 0 | 0 | 0 | 0 | 0 | 0 | 0 | 0
2383 | CA | Dynegy Moss Landing Power Plant | 260 | CT2B | 0 | OP | CT | NG | 233 | 0.177 | 361166 | 130303 | EIA-923 Generator File | 2002 |  | CISO | Pacific Gas & Electric Co | 36.8048 | -121.7822 | California | 233 | 0 | 0 | 0 | 0 | 0 | 0 | 0 | 0 | 0 | 0
2384 | CA | Dynegy Moss Landing Power Plant | 260 | ST1 | 2 | OP | CA | NG | 233 | 0.215 | 438055 | 160054 | EIA-923 Generator File | 2002 |  | CISO | Pacific Gas & Electric Co | 36.8048 | -121.7822 | California | 233 | 0 | 0 | 0 | 0 | 0 | 0 | 0 | 0 | 0 | 0
2385 | CA | Dynegy Moss Landing Power Plant | 260 | ST2 | 2 | OP | CA | NG | 233 | 0.215 | 439799 | 179810 | EIA-923 Generator File | 2002 |  | CISO | Pacific Gas & Electric Co | 36.8048 | -121.7822 | California | 233 | 0 | 0 | 0 | 0 | 0 | 0 | 0 | 0 | 0 | 0
2388 | CA | Dynegy Oakland Power Plant | 6211 | GEN1 | 0 | OP | GT | JF | 74.5 | 0.003 | 1875 | 745.667 | Distributed from 923 Generation And Fuel | 1978 |  | CISO | Pacific Gas & Electric Co | 37.7968 | -122.2819 | California | 0 | 0 | 0 | 0 | 0 | 0 | 0 | 0 | 0 | 74.5 | 0
2389 | CA | Dynegy Oakland Power Plant | 6211 | GEN2 | 0 | OP | GT | JF | 74.5 | 0.003 | 1875 | 745.667 | Distributed from 923 Generation And Fuel | 1978 |  | CISO | Pacific Gas & Electric Co | 37.7968 | -122.2819 | California | 0 | 0 | 0 | 0 | 0 | 0 | 0 | 0 | 0 | 74.5 | 0
2390 | CA | Dynegy Oakland Power Plant | 6211 | GEN3 | 0 | OP | GT | JF | 74.5 | 0.003 | 1875 | 745.667 | Distributed from 923 Generation And Fuel | 1978 |  | CISO | Pacific Gas & Electric Co | 37.7968 | -122.2819 | California | 0 | 0 | 0 | 0 | 0 | 0 | 0 | 0 | 0 | 74.5 | 0
2391 | CA | E F Oxnard Energy Facility | 10776 | GTG | 0 | OP | GT | NG | 48.5 | 0.382 | 162322 | 76153 | Distributed from 923 Generation And Fuel | 1990 |  | CISO | Southern California Edison Co | 34.1958 | -119.1664 | California | 0 | 48.5 | 0 | 0 | 0 | 0 | 0 | 0 | 0 | 0 | 0
2392 | CA | E&B Resources | 60446 | PVEB | 0 | OP | PV | SUN | 1 | 0.259 | 2269 | 1207 | Distributed from 923 Generation And Fuel | 2013 |  | CISO | Pacific Gas & Electric Co | 35.5346 | -119.06 | California | 0 | 0 | 0 | 0 | 0 | 1 | 0 | 0 | 0 | 0 | 0
2393 | CA | EAFB - North Base | 59132 | 57449 | 0 | OP | PV | SUN | 1.1 | 0.277 | 2666 | 1418 | Distributed from 923 Generation And Fuel | 2012 |  | CISO | Southern California Edison Co | 34.9325 | -117.9072 | California | 0 | 0 | 0 | 0 | 0 | 1.1 | 0 | 0 | 0 | 0 | 0
2394 | CA | EAFB - South Base | 59133 | 57449 | 0 | OP | PV | SUN | 1.1 | 0.265 | 2556 | 1360 | Distributed from 923 Generation And Fuel | 2012 |  | CISO | Southern California Edison Co | 34.9172 | -117.9003 | California | 0 | 0 | 0 | 0 | 0 | 1.1 | 0 | 0 | 0 | 0 | 0
2396 | CA | East Portal Generator | 50375 | GEN1 | 0 | OP | HY | WAT | 1.2 | 0.484 | 5086 | 2657 | Distributed from 923 Generation And Fuel | 1987 |  | CISO | Southern California Edison Co | 34.2619 | -118.6242 | California | 0 | 0 | 0 | 0 | 0 | 0 | 0 | 1.2 | 0 | 0 | 0
2397 | CA | East Winds Project | 50820 | GEN1 | 0 | OP | WT | WND | 3 | 0.271 | 7125 | 3921 | Distributed from 923 Generation And Fuel | 1985 |  | CISO | Southern California Edison Co | 33.8909 | -116.5415 | California | 0 | 0 | 0 | 0 | 3 | 0 | 0 | 0 | 0 | 0 | 0
2398 | CA | EDF Renewable Windfarm V Inc | 54453 | GEN2 | 0 | OP | WT | WND | 15.5 | 0.192 | 26039 | 18897 | Distributed from 923 Generation And Fuel | 1990 |  | CISO | Pacific Gas & Electric Co | 38.1167 | -121.8333 | California | 0 | 0 | 0 | 0 | 15.5 | 0 | 0 | 0 | 0 | 0 | 0
2399 | CA | Edom Hills Project 1 LLC | 50553 | 1 | 0 | OP | WT | WND | 20 | 0.257 | 44987 | 24756 | Distributed from 923 Generation And Fuel | 2008 |  | CISO | Southern California Edison Co | 33.8817 | -116.4603 | California | 0 | 0 | 0 | 0 | 20 | 0 | 0 | 0 | 0 | 0 | 0
2401 | CA | Edward C Hyatt | 437 | 1 | 0 | OP | HY | WAT | 117 | 0.554 | 567809 | 442496.333 | Distributed from 923 Generation And Fuel | 1968 |  | CISO | Pacific Gas & Electric Co | 39.543 | -121.4922 | California | 0 | 0 | 0 | 0 | 0 | 0 | 0 | 117 | 0 | 0 | 0
2403 | CA | Edward C Hyatt | 437 | 3 | 0 | OP | HY | WAT | 117 | 0.554 | 567809 | 442496.333 | Distributed from 923 Generation And Fuel | 1968 |  | CISO | Pacific Gas & Electric Co | 39.543 | -121.4922 | California | 0 | 0 | 0 | 0 | 0 | 0 | 0 | 117 | 0 | 0 | 0
2405 | CA | Edward C Hyatt | 437 | 5 | 0 | OP | HY | WAT | 117 | 0.554 | 567809 | 442496.333 | Distributed from 923 Generation And Fuel | 1968 |  | CISO | Pacific Gas & Electric Co | 39.543 | -121.4922 | California | 0 | 0 | 0 | 0 | 0 | 0 | 0 | 117 | 0 | 0 | 0
2407 | CA | Edwards Air Force Base | 58076 | 1 | 0 | OP | PV | SUN | 1 | 0.106 | 930 | 494.667 | Distributed from 923 Generation And Fuel | 2011 |  | CISO | Southern California Edison Co | 34.9077 | -117.9206 | California | 0 | 0 | 0 | 0 | 0 | 1 | 0 | 0 | 0 | 0 | 0
2408 | CA | Edwards Air Force Base | 58076 | 2 | 0 | OP | PV | SUN | 1 | 0.106 | 930 | 494.667 | Distributed from 923 Generation And Fuel | 2011 |  | CISO | Southern California Edison Co | 34.9077 | -117.9206 | California | 0 | 0 | 0 | 0 | 0 | 1 | 0 | 0 | 0 | 0 | 0
2409 | CA | Edwards Air Force Base | 58076 | 3 | 0 | OP | PV | SUN | 1 | 0.106 | 930 | 494.667 | Distributed from 923 Generation And Fuel | 2011 |  | CISO | Southern California Edison Co | 34.9077 | -117.9206 | California | 0 | 0 | 0 | 0 | 0 | 1 | 0 | 0 | 0 | 0 | 0
2411 | CA | El Cajon Energy Center | 57001 | GEN1 | 0 | OP | GT | NG | 49.9 | 0.024 | 10340 | 4851 | Distributed from 923 Generation And Fuel | 2010 |  | CISO | San Diego Gas & Electric Co | 32.7961 | -116.9721 | California | 0 | 49.9 | 0 | 0 | 0 | 0 | 0 | 0 | 0 | 0 | 0
2421 | CA | El Dorado | 238 | 1 | 0 | OP | HY | WAT | 10 | 0.35 | 30623.5 | 15999 | Distributed from 923 Generation And Fuel | 1924 |  | CISO | Pacific Gas & Electric Co | 38.7936 | -120.6192 | California | 0 | 0 | 0 | 0 | 0 | 0 | 0 | 10 | 0 | 0 | 0
2422 | CA | El Dorado | 238 | 2 | 0 | OP | HY | WAT | 10 | 0.35 | 30623.5 | 15999 | Distributed from 923 Generation And Fuel | 1924 |  | CISO | Pacific Gas & Electric Co | 38.7936 | -120.6192 | California | 0 | 0 | 0 | 0 | 0 | 0 | 0 | 10 | 0 | 0 | 0
2423 | CA | El Nido Facility | 56707 | AMPC | 1 | OP | ST | WDS | 12.5 | 0.681 | 74601 | 32831 | EIA-923 Generator File | 2008 |  | CISO | Pacific Gas & Electric Co | 37.1867 | -120.4903 | California | 0 | 0 | 0 | 0 | 0 | 0 | 0 | 0 | 0 | 12.5 | 0
2424 | CA | El Segundo | 330 | 5 | 0 | OP | CT | NG | 198 | 0.265 | 459060 | 266622 | EIA-923 Generator File | 2013 |  | CISO | Southern California Edison Co | 33.9106 | -118.425 | California | 198 | 0 | 0 | 0 | 0 | 0 | 0 | 0 | 0 | 0 | 0
2425 | CA | El Segundo | 330 | 6 | 1 | OP | CA | NG | 70.7 | 0.275 | 170206 | 100164 | EIA-923 Generator File | 2013 |  | CISO | Southern California Edison Co | 33.9106 | -118.425 | California | 70.7 | 0 | 0 | 0 | 0 | 0 | 0 | 0 | 0 | 0 | 0
2426 | CA | El Segundo | 330 | 7 | 0 | OP | CT | NG | 198 | 0.232 | 402601 | 234720 | EIA-923 Generator File | 2013 |  | CISO | Southern California Edison Co | 33.9106 | -118.425 | California | 198 | 0 | 0 | 0 | 0 | 0 | 0 | 0 | 0 | 0 | 0
2427 | CA | El Segundo | 330 | 8 | 1 | OP | CA | NG | 70.7 | 0.247 | 152820 | 90713 | EIA-923 Generator File | 2013 |  | CISO | Southern California Edison Co | 33.9106 | -118.425 | California | 70.7 | 0 | 0 | 0 | 0 | 0 | 0 | 0 | 0 | 0 | 0
2432 | CA | El Segundo Cogen | 10213 | GEN1 | 0 | OP | CT | NG | 42.4 | 0.86 | 319462 | 145580 | EIA-923 Generator File | 1987 |  | CISO | Southern California Edison Co | 33.9058 | -118.4031 | California | 42.4 | 0 | 0 | 0 | 0 | 0 | 0 | 0 | 0 | 0 | 0
2433 | CA | El Segundo Cogen | 10213 | GEN2 | 0 | OP | CT | NG | 42.4 | 0.851 | 316180 | 127377 | EIA-923 Generator File | 1987 |  | CISO | Southern California Edison Co | 33.9058 | -118.4031 | California | 42.4 | 0 | 0 | 0 | 0 | 0 | 0 | 0 | 0 | 0 | 0
2434 | CA | El Segundo Cogen | 10213 | GEN5 | 0 | OP | CT | NG | 40.3 | 0.89 | 314153 | 140870 | EIA-923 Generator File | 1996 |  | CISO | Southern California Edison Co | 33.9058 | -118.4031 | California | 40.3 | 0 | 0 | 0 | 0 | 0 | 0 | 0 | 0 | 0 | 0
2435 | CA | El Segundo Cogen | 10213 | GEN6 | 4 | OP | CA | NG | 9.1 | 0.811 | 64685 | 24814 | EIA-923 Generator File | 1996 |  | CISO | Southern California Edison Co | 33.9058 | -118.4031 | California | 9.1 | 0 | 0 | 0 | 0 | 0 | 0 | 0 | 0 | 0 | 0
2436 | CA | El Segundo Cogen | 10213 | GEN7 | 0 | OP | CT | NG | 40.7 | 0.965 | 344173 | 140840 | EIA-923 Generator File | 2013 |  | CISO | Southern California Edison Co | 33.9058 | -118.4031 | California | 40.7 | 0 | 0 | 0 | 0 | 0 | 0 | 0 | 0 | 0 | 0
2437 | CA | El Segundo Cogen | 10213 | GEN8 | 4 | OP | CA | NG | 5.2 | 0.733 | 33387 | 13842 | EIA-923 Generator File | 2013 |  | CISO | Southern California Edison Co | 33.9058 | -118.4031 | California | 5.2 | 0 | 0 | 0 | 0 | 0 | 0 | 0 | 0 | 0 | 0
2443 | CA | ELACC Photovoltaic Power Facility | 56814 | PV1 | 0 | OP | PV | SUN | 0.5 | 0.059 | 260.5 | 138.5 | Distributed from 923 Generation And Fuel | 2008 |  | CISO | Southern California Edison Co | 34.0403 | -118.1481 | California | 0 | 0 | 0 | 0 | 0 | 0.5 | 0 | 0 | 0 | 0 | 0
2444 | CA | ELACC Photovoltaic Power Facility | 56814 | PV2 | 0 | OP | PV | SUN | 0.5 | 0.059 | 260.5 | 138.5 | Distributed from 923 Generation And Fuel | 2008 |  | CISO | Southern California Edison Co | 34.0403 | -118.1481 | California | 0 | 0 | 0 | 0 | 0 | 0.5 | 0 | 0 | 0 | 0 | 0
2447 | CA | Electra | 239 | 1 | 0 | OP | HY | WAT | 32.3 | 0.483 | 136803.262 | 53106.242 | Distributed from 923 Generation And Fuel | 1948 |  | CISO | Pacific Gas & Electric Co | 38.331 | -120.6699 | California | 0 | 0 | 0 | 0 | 0 | 0 | 0 | 32.3 | 0 | 0 | 0
2448 | CA | Electra | 239 | 2 | 0 | OP | HY | WAT | 35.1 | 0.483 | 148662.369 | 57709.879 | Distributed from 923 Generation And Fuel | 1948 |  | CISO | Pacific Gas & Electric Co | 38.331 | -120.6699 | California | 0 | 0 | 0 | 0 | 0 | 0 | 0 | 35.1 | 0 | 0 | 0
2449 | CA | Electra | 239 | 3 | 0 | OP | HY | WAT | 35.1 | 0.483 | 148662.369 | 57709.879 | Distributed from 923 Generation And Fuel | 1948 |  | CISO | Pacific Gas & Electric Co | 38.331 | -120.6699 | California | 0 | 0 | 0 | 0 | 0 | 0 | 0 | 35.1 | 0 | 0 | 0
2450 | CA | Elevation Solar C | 59964 | ELVSC | 0 | OP | PV | SUN | 40 | 0.026 | 9046 | 0 | Distributed from 923 Generation And Fuel | 2016 |  | CISO | Southern California Edison Co | 34.7303 | -118.3042 | California | 0 | 0 | 0 | 0 | 0 | 40 | 0 | 0 | 0 | 0 | 0
2451 | CA | Elk Hills Cogen | 55950 | U1 | 0 | OP | GT | NG | 23.3 | 0.131 | 26771.5 | 12560 | Distributed from 923 Generation And Fuel | 1994 |  | CISO | Pacific Gas & Electric Co | 35.4791 | -119.7375 | California | 0 | 23.3 | 0 | 0 | 0 | 0 | 0 | 0 | 0 | 0 | 0
2452 | CA | Elk Hills Cogen | 55950 | U2 | 0 | OP | GT | NG | 23.3 | 0.131 | 26771.5 | 12560 | Distributed from 923 Generation And Fuel | 1994 |  | CISO | Pacific Gas & Electric Co | 35.4791 | -119.7375 | California | 0 | 23.3 | 0 | 0 | 0 | 0 | 0 | 0 | 0 | 0 | 0
2453 | CA | Elk Hills Power LLC | 55400 | CTG1 | 0 | OP | CT | NG | 199 | 0.636 | 1108064 | 539925 | EIA-923 Generator File | 2003 |  | CISO | Pacific Gas & Electric Co | 35.2803 | -119.4707 | California | 199 | 0 | 0 | 0 | 0 | 0 | 0 | 0 | 0 | 0 | 0
2454 | CA | Elk Hills Power LLC | 55400 | CTG2 | 0 | OP | CT | NG | 199 | 0.636 | 1108172 | 538042 | EIA-923 Generator File | 2003 |  | CISO | Pacific Gas & Electric Co | 35.2803 | -119.4707 | California | 199 | 0 | 0 | 0 | 0 | 0 | 0 | 0 | 0 | 0 | 0
2455 | CA | Elk Hills Power LLC | 55400 | STG | 2 | OP | CA | NG | 225 | 0.622 | 1226611 | 607626 | EIA-923 Generator File | 2003 |  | CISO | Pacific Gas & Electric Co | 35.2803 | -119.4707 | California | 225 | 0 | 0 | 0 | 0 | 0 | 0 | 0 | 0 | 0 | 0
2456 | CA | Ellwood | 8076 | 1 | 0 | OP | GT | NG | 58 | 0.008 | 3939 | 1848 | Distributed from 923 Generation And Fuel | 1974 |  | CISO | Southern California Edison Co | 34.4314 | -119.9001 | California | 0 | 58 | 0 | 0 | 0 | 0 | 0 | 0 | 0 | 0 | 0
2458 | CA | Encina | 302 | 2 | 1 | OP | ST | NG | 110 | 0.014 | 13012 | 9622 | EIA-923 Generator File | 1956 | 2017 | CISO | San Diego Gas & Electric Co | 33.1361 | -117.3364 | California | 110 | 0 | 0 | 0 | 0 | 0 | 0 | 0 | 0 | 0 | 0
2459 | CA | Encina | 302 | 3 | 1 | OP | ST | NG | 110 | 0.016 | 15152 | 6365 | EIA-923 Generator File | 1958 | 2017 | CISO | San Diego Gas & Electric Co | 33.1361 | -117.3364 | California | 110 | 0 | 0 | 0 | 0 | 0 | 0 | 0 | 0 | 0 | 0
2460 | CA | Encina | 302 | 4 | 1 | OP | ST | NG | 306 | 0.032 | 85153 | 58594 | EIA-923 Generator File | 1973 | 2017 | CISO | San Diego Gas & Electric Co | 33.1361 | -117.3364 | California | 306 | 0 | 0 | 0 | 0 | 0 | 0 | 0 | 0 | 0 | 0
2461 | CA | Encina | 302 | 5 | 1 | OP | ST | NG | 345.6 | 0.054 | 162299 | 102762 | EIA-923 Generator File | 1978 | 2017 | CISO | San Diego Gas & Electric Co | 33.1361 | -117.3364 | California | 345.6 | 0 | 0 | 0 | 0 | 0 | 0 | 0 | 0 | 0 | 0
2463 | CA | Encina | 302 | ST1 | 1 | OP | ST | NG | 110 | 0.011 | 10874 | 10124 | EIA-923 Generator File | 1954 | 2017 | CISO | San Diego Gas & Electric Co | 33.1361 | -117.3364 | California | 110 | 0 | 0 | 0 | 0 | 0 | 0 | 0 | 0 | 0 | 0
2464 | CA | Encina Water Pollution Control | 10026 | EG10 | 0 | OP | IC | OBG | 0.8 | 0.46 | 3221.25 | 1383.5 | Distributed from 923 Generation And Fuel | 2008 |  | CISO | San Diego Gas & Electric Co | 33.1165 | -117.3215 | California | 0 | 0 | 0 | 0 | 0 | 0 | 0 | 0 | 0 | 0.8 | 0
2465 | CA | Encina Water Pollution Control | 10026 | EG20 | 0 | OP | IC | OBG | 0.8 | 0.46 | 3221.25 | 1383.5 | Distributed from 923 Generation And Fuel | 2008 |  | CISO | San Diego Gas & Electric Co | 33.1165 | -117.3215 | California | 0 | 0 | 0 | 0 | 0 | 0 | 0 | 0 | 0 | 0.8 | 0
2466 | CA | Encina Water Pollution Control | 10026 | EG30 | 0 | OP | IC | OBG | 0.8 | 0.46 | 3221.25 | 1383.5 | Distributed from 923 Generation And Fuel | 2009 |  | CISO | San Diego Gas & Electric Co | 33.1165 | -117.3215 | California | 0 | 0 | 0 | 0 | 0 | 0 | 0 | 0 | 0 | 0.8 | 0
2467 | CA | Encina Water Pollution Control | 10026 | EG40 | 0 | OP | IC | OBG | 0.8 | 0.46 | 3221.25 | 1383.5 | Distributed from 923 Generation And Fuel | 2009 |  | CISO | San Diego Gas & Electric Co | 33.1165 | -117.3215 | California | 0 | 0 | 0 | 0 | 0 | 0 | 0 | 0 | 0 | 0.8 | 0
2471 | CA | Energy Center | 58168 | EC01 | 0 | OP | IC | NG | 1.5 | 0.553 | 7262 | 3407 | Distributed from 923 Generation And Fuel | 2007 |  | CISO | Southern California Edison Co | 34.0631 | -117.1639 | California | 0 | 1.5 | 0 | 0 | 0 | 0 | 0 | 0 | 0 | 0 | 0
2473 | CA | Enerparc CA1 LLC | 59122 | ECA11 | 0 | OP | PV | SUN | 1.5 | 0.274 | 3604 | 1917 | Distributed from 923 Generation And Fuel | 2014 |  | CISO | Pacific Gas & Electric Co | 36.8317 | -121.4042 | California | 0 | 0 | 0 | 0 | 0 | 1.5 | 0 | 0 | 0 | 0 | 0
2474 | CA | Enerparc CA2, LLC | 59978 | ECA22 | 0 | OP | PV | SUN | 1.5 | 0.251 | 3296 | 1955 | Distributed from 923 Generation And Fuel | 2016 |  | PACW | Pacific Gas & Electric Co | 39.699 | -122.1756 | California | 0 | 0 | 0 | 0 | 0 | 1.5 | 0 | 0 | 0 | 0 | 0
2475 | CA | Equilon Los Angeles Refining | 50530 | GEN1 | 0 | OP | GT | OG | 30 | 0.771 | 202530 | 85706 | Distributed from 923 Generation And Fuel | 1982 |  | LDWP | Los Angeles Department of Water & Power | 33.7917 | -118.2347 | California | 0 | 0 | 0 | 0 | 0 | 0 | 0 | 0 | 0 | 30 | 0
2476 | CA | Equilon Los Angeles Refining | 50530 | GEN2 | 0 | OP | GT | OG | 30 | 0.771 | 202530 | 85706 | Distributed from 923 Generation And Fuel | 1982 |  | LDWP | Los Angeles Department of Water & Power | 33.7917 | -118.2347 | California | 0 | 0 | 0 | 0 | 0 | 0 | 0 | 0 | 0 | 30 | 0
2477 | CA | Equilon Los Angeles Refining | 50530 | GEN3 | 1 | OP | ST | OG | 23 | 0.447 | 90145.98 | 35001 | EIA-923 Generator File | 1991 |  | LDWP | Los Angeles Department of Water & Power | 33.7917 | -118.2347 | California | 0 | 0 | 0 | 0 | 0 | 0 | 0 | 0 | 0 | 23 | 0
2478 | CA | Equinix San Jose | 60223 | EQXOO | 0 | OP | FC | NG | 1.1 | 0.909 | 8755 | 4107 | Distributed from 923 Generation And Fuel | 2015 |  | CISO | Pacific Gas & Electric Co | 37.2417 | -121.7814 | California | 0 | 1.1 | 0 | 0 | 0 | 0 | 0 | 0 | 0 | 0 | 0
2479 | CA | Escondido Energy Center | 55538 | CTG1 | 0 | OP | GT | NG | 49.9 | 0.073 | 31846 | 14941 | Distributed from 923 Generation And Fuel | 2014 |  | CISO | San Diego Gas & Electric Co | 33.1261 | -117.1172 | California | 0 | 49.9 | 0 | 0 | 0 | 0 | 0 | 0 | 0 | 0 | 0
2485 | CA | Etiwanda Generating Station | 331 | 3 | 1 | OP | ST | NG | 333 | 0.028 | 81219 | 59018 | EIA-923 Generator File | 1963 |  | CISO | Southern California Edison Co | 34.0912 | -117.5266 | California | 333 | 0 | 0 | 0 | 0 | 0 | 0 | 0 | 0 | 0 | 0
2486 | CA | Etiwanda Generating Station | 331 | 4 | 1 | OP | ST | NG | 333 | 0.026 | 75145 | 53887 | EIA-923 Generator File | 1963 |  | CISO | Southern California Edison Co | 34.0912 | -117.5266 | California | 333 | 0 | 0 | 0 | 0 | 0 | 0 | 0 | 0 | 0 | 0
2490 | CA | Exchequer | 409 | 1 | 0 | OP | HY | WAT | 94.5 | 0.179 | 148222 | 125085 | Distributed from 923 Generation And Fuel | 1967 |  | CISO | Pacific Gas & Electric Co | 37.5843 | -120.2686 | California | 0 | 0 | 0 | 0 | 0 | 0 | 0 | 94.5 | 0 | 0 | 0
2491 | CA | Exeter Solar | 58306 | 1 | 0 | OP | PV | SUN | 1 | 0.227 | 1987.429 | 1057.429 | Distributed from 923 Generation And Fuel | 2014 |  | CISO | Southern California Edison Co | 36.2675 | -119.1286 | California | 0 | 0 | 0 | 0 | 0 | 1 | 0 | 0 | 0 | 0 | 0
2492 | CA | Exeter Solar | 58306 | 2 | 0 | OP | PV | SUN | 1 | 0.227 | 1987.429 | 1057.429 | Distributed from 923 Generation And Fuel | 2014 |  | CISO | Southern California Edison Co | 36.2675 | -119.1286 | California | 0 | 0 | 0 | 0 | 0 | 1 | 0 | 0 | 0 | 0 | 0
2493 | CA | Exeter Solar | 58306 | 3 | 0 | OP | PV | SUN | 1.5 | 0.227 | 2981.143 | 1586.143 | Distributed from 923 Generation And Fuel | 2014 |  | CISO | Southern California Edison Co | 36.2675 | -119.1286 | California | 0 | 0 | 0 | 0 | 0 | 1.5 | 0 | 0 | 0 | 0 | 0
2494 | CA | Expressway Solar A | 58761 | EXSA | 0 | OP | PV | SUN | 2 | 0.285 | 4985 | 2652 | Distributed from 923 Generation And Fuel | 2014 |  | CISO | Southern California Edison Co | 34.5822 | -117.3417 | California | 0 | 0 | 0 | 0 | 0 | 2 | 0 | 0 | 0 | 0 | 0
2495 | CA | Expressway Solar B | 58762 | EXSB | 0 | OP | PV | SUN | 2 | 0.253 | 4427 | 2355 | Distributed from 923 Generation And Fuel | 2014 |  | CISO | Southern California Edison Co | 34.5833 | -117.3403 | California | 0 | 0 | 0 | 0 | 0 | 2 | 0 | 0 | 0 | 0 | 0
2496 | CA | Expressway Solar C2 | 58763 | EXSC2 | 0 | OP | PV | SUN | 1.5 | 0.284 | 3737 | 1988 | Distributed from 923 Generation And Fuel | 2014 |  | CISO | Southern California Edison Co | 34.5844 | -117.3414 | California | 0 | 0 | 0 | 0 | 0 | 1.5 | 0 | 0 | 0 | 0 | 0
2500 | CA | Fairhaven Power | 10052 | GEN1 | 1 | OP | ST | WDS | 18.8 | 0.417 | 68637 | 41400 | EIA-923 Generator File | 1986 |  | CISO | Pacific Gas & Electric Co | 40.7995 | -124.2028 | California | 0 | 0 | 0 | 0 | 0 | 0 | 0 | 0 | 0 | 18.8 | 0
2501 | CA | Fall Creek | 296 | 1 | 0 | OP | HY | WAT | 0.5 | 0.552 | 2415.714 | 1262.143 | Distributed from 923 Generation And Fuel | 1903 |  | PACW | PacifiCorp | 41.9856 | -122.3605 | California | 0 | 0 | 0 | 0 | 0 | 0 | 0 | 0.5 | 0 | 0 | 0
2502 | CA | Fall Creek | 296 | 2 | 0 | OP | HY | WAT | 0.4 | 0.552 | 1932.571 | 1009.714 | Distributed from 923 Generation And Fuel | 1907 |  | PACW | PacifiCorp | 41.9856 | -122.3605 | California | 0 | 0 | 0 | 0 | 0 | 0 | 0 | 0.4 | 0 | 0 | 0
2503 | CA | Fall Creek | 296 | 3 | 0 | OP | HY | WAT | 1.2 | 0.552 | 5797.714 | 3029.143 | Distributed from 923 Generation And Fuel | 1910 |  | PACW | PacifiCorp | 41.9856 | -122.3605 | California | 0 | 0 | 0 | 0 | 0 | 0 | 0 | 1.2 | 0 | 0 | 0
2507 | CA | Farmersville | 59203 | PV1 | 0 | OP | PV | SUN | 1.5 | 0.223 | 2934.667 | 1561.333 | Distributed from 923 Generation And Fuel | 2014 |  | CISO | Southern California Edison Co | 36.19 | -119.12 | California | 0 | 0 | 0 | 0 | 0 | 1.5 | 0 | 0 | 0 | 0 | 0
2508 | CA | Farmersville | 59203 | PV2 | 0 | OP | PV | SUN | 1.5 | 0.223 | 2934.667 | 1561.333 | Distributed from 923 Generation And Fuel | 2014 |  | CISO | Southern California Edison Co | 36.19 | -119.12 | California | 0 | 0 | 0 | 0 | 0 | 1.5 | 0 | 0 | 0 | 0 | 0
2509 | CA | Farmersville | 59203 | PV3 | 0 | OP | PV | SUN | 1.5 | 0.223 | 2934.667 | 1561.333 | Distributed from 923 Generation And Fuel | 2014 |  | CISO | Southern California Edison Co | 36.19 | -119.12 | California | 0 | 0 | 0 | 0 | 0 | 1.5 | 0 | 0 | 0 | 0 | 0
2510 | CA | Feather River Energy Center | 55847 | CTG1 | 0 | OP | GT | NG | 47 | 0.063 | 26059 | 12226 | Distributed from 923 Generation And Fuel | 2003 |  | CISO | Pacific Gas & Electric Co | 39.1093 | -121.6093 | California | 0 | 47 | 0 | 0 | 0 | 0 | 0 | 0 | 0 | 0 | 0
2511 | CA | Five Points Solar Park | 59523 | FRFSP | 0 | OP | PV | SUN | 60 | 0.082 | 42913 | 15288 | Distributed from 923 Generation And Fuel | 2016 |  | CISO | Pacific Gas & Electric Co | 36.3869 | -120.2367 | California | 0 | 0 | 0 | 0 | 0 | 60 | 0 | 0 | 0 | 0 | 0
2512 | CA | Five Points Solar Station | 57498 | 1 | 0 | OP | PV | SUN | 15 | 0.227 | 29839 | 15874 | Distributed from 923 Generation And Fuel | 2011 |  | CISO | Pacific Gas & Electric Co | 36.4003 | -120.1033 | California | 0 | 0 | 0 | 0 | 0 | 15 | 0 | 0 | 0 | 0 | 0
2516 | CA | Fontana | 332 | 1 | 0 | OP | HY | WAT | 1.5 | 0.049 | 647 | 338 | Distributed from 923 Generation And Fuel | 1917 |  | CISO | Southern California Edison Co | 34.1552 | -117.3971 | California | 0 | 0 | 0 | 0 | 0 | 0 | 0 | 1.5 | 0 | 0 | 0
2517 | CA | Fontana | 332 | 2 | 0 | OP | HY | WAT | 1.5 | 0.049 | 647 | 338 | Distributed from 923 Generation And Fuel | 1917 |  | CISO | Southern California Edison Co | 34.1552 | -117.3971 | California | 0 | 0 | 0 | 0 | 0 | 0 | 0 | 1.5 | 0 | 0 | 0
2518 | CA | Foothill | 396 | 1 | 0 | OP | HY | WAT | 11 | 0.327 | 31469 | 16441 | Distributed from 923 Generation And Fuel | 1971 |  | LDWP | Los Angeles Department of Water & Power | 34.3182 | -118.4944 | California | 0 | 0 | 0 | 0 | 0 | 0 | 0 | 11 | 0 | 0 | 0
2519 | CA | Foothill Feeder | 6645 | 1 | 0 | OP | HY | WAT | 4.5 | 0.347 | 13686 | 7150 | Distributed from 923 Generation And Fuel | 1981 |  | CISO | Southern California Edison Co | 34.5148 | -118.6092 | California | 0 | 0 | 0 | 0 | 0 | 0 | 0 | 4.5 | 0 | 0 | 0
2520 | CA | Foothill Feeder | 6645 | 2 | 0 | OP | HY | WAT | 4.5 | 0.347 | 13686 | 7150 | Distributed from 923 Generation And Fuel | 1981 |  | CISO | Southern California Edison Co | 34.5148 | -118.6092 | California | 0 | 0 | 0 | 0 | 0 | 0 | 0 | 4.5 | 0 | 0 | 0
2522 | CA | Forbestown | 417 | 1 | 0 | OP | HY | WAT | 41.9 | 0.351 | 128938 | 67362 | Distributed from 923 Generation And Fuel | 1963 |  | CISO | Pacific Gas & Electric Co | 39.551 | -121.2788 | California | 0 | 0 | 0 | 0 | 0 | 0 | 0 | 41.9 | 0 | 0 | 0
2523 | CA | Forever 21 Retail, Inc. | 59651 | W4161 | 0 | OP | PV | SUN | 1.7 | 0.149 | 2212 | 1177 | Distributed from 923 Generation And Fuel | 2015 |  | LDWP | Los Angeles Department of Water & Power | 34.0714 | -118.1961 | California | 0 | 0 | 0 | 0 | 0 | 1.7 | 0 | 0 | 0 | 0 | 0
2524 | CA | Forks of Butte Hydro Project | 50350 | GEN1 | 0 | OP | HY | WAT | 14.5 | 0.404 | 51348 | 26826 | Distributed from 923 Generation And Fuel | 1992 |  | CISO | Pacific Gas & Electric Co | 39.8693 | -121.6319 | California | 0 | 0 | 0 | 0 | 0 | 0 | 0 | 14.5 | 0 | 0 | 0
2525 | CA | Foster Wheeler Martinez | 10342 | TG1 | 0 | OP | CT | NG | 40 | 0.898 | 314714 | 125263 | EIA-923 Generator File | 1987 |  | CISO | Pacific Gas & Electric Co | 38.0244 | -122.0589 | California | 40 | 0 | 0 | 0 | 0 | 0 | 0 | 0 | 0 | 0 | 0
2526 | CA | Foster Wheeler Martinez | 10342 | TG2 | 0 | OP | CT | NG | 40 | 0.868 | 303993 | 122479 | EIA-923 Generator File | 1987 |  | CISO | Pacific Gas & Electric Co | 38.0244 | -122.0589 | California | 40 | 0 | 0 | 0 | 0 | 0 | 0 | 0 | 0 | 0 | 0
2527 | CA | Foster Wheeler Martinez | 10342 | TG3 | 1 | OP | CA | NG | 33.5 | 0.456 | 133704 | 51201 | EIA-923 Generator File | 1987 |  | CISO | Pacific Gas & Electric Co | 38.0244 | -122.0589 | California | 33.5 | 0 | 0 | 0 | 0 | 0 | 0 | 0 | 0 | 0 | 0
2528 | CA | Foundation AB | 57791 | WTG1 | 0 | OP | WT | WND | 1.5 | 0.199 | 2610 | 1436 | Distributed from 923 Generation And Fuel | 2011 |  | CISO | Pacific Gas & Electric Co | 38.2322 | -122.0928 | California | 0 | 0 | 0 | 0 | 1.5 | 0 | 0 | 0 | 0 | 0 | 0
2531 | CA | Foundation Cemex BMQ | 58102 | WTG1 | 0 | OP | WT | WND | 1.5 | 0.128 | 1683.5 | 926.5 | Distributed from 923 Generation And Fuel | 2012 |  | CISO | Southern California Edison Co | 34.6231 | -117.1125 | California | 0 | 0 | 0 | 0 | 1.5 | 0 | 0 | 0 | 0 | 0 | 0
2532 | CA | Foundation Cemex BMQ | 58102 | WTG2 | 0 | OP | WT | WND | 1.5 | 0.128 | 1683.5 | 926.5 | Distributed from 923 Generation And Fuel | 2012 |  | CISO | Southern California Edison Co | 34.6231 | -117.1125 | California | 0 | 0 | 0 | 0 | 1.5 | 0 | 0 | 0 | 0 | 0 | 0
2533 | CA | Foundation Cemex Madison | 58112 | WTG1 | 0 | OP | WT | WND | 1 | 0.179 | 1571 | 864 | Distributed from 923 Generation And Fuel | 2012 |  | CISO | Pacific Gas & Electric Co | 38.6928 | -121.9325 | California | 0 | 0 | 0 | 0 | 1 | 0 | 0 | 0 | 0 | 0 | 0
2534 | CA | Foundation Cemex River Plant | 58101 | WTG1 | 0 | OP | WT | WND | 1.6 | 0.103 | 1441 | 793 | Distributed from 923 Generation And Fuel | 2012 |  | CISO | Southern California Edison Co | 34.5619 | -117.3072 | California | 0 | 0 | 0 | 0 | 1.6 | 0 | 0 | 0 | 0 | 0 | 0
2535 | CA | Foundation Cemex River Plant | 58101 | WTG2 | 0 | OP | WT | WND | 1.6 | 0.103 | 1441 | 793 | Distributed from 923 Generation And Fuel | 2012 |  | CISO | Southern California Edison Co | 34.5619 | -117.3072 | California | 0 | 0 | 0 | 0 | 1.6 | 0 | 0 | 0 | 0 | 0 | 0
2536 | CA | Foundation IE | 57792 | WTG1 | 0 | OP | WT | WND | 1 | 0.038 | 337 | 185 | Distributed from 923 Generation And Fuel | 2011 |  | CISO | Southern California Edison Co | 34.0847 | -117.5294 | California | 0 | 0 | 0 | 0 | 1 | 0 | 0 | 0 | 0 | 0 | 0
2538 | CA | Foundation NWNA | 58114 | WTG1 | 0 | OP | WT | WND | 1.6 | 0.491 | 6887 | 3790 | Distributed from 923 Generation And Fuel | 2012 |  | CISO | Southern California Edison Co | 33.9142 | -116.7492 | California | 0 | 0 | 0 | 0 | 1.6 | 0 | 0 | 0 | 0 | 0 | 0
2539 | CA | Foundation NWNA | 58114 | WTG2 | 0 | OP | WT | WND | 1.6 | 0.491 | 6887 | 3790 | Distributed from 923 Generation And Fuel | 2012 |  | CISO | Southern California Edison Co | 33.9142 | -116.7492 | California | 0 | 0 | 0 | 0 | 1.6 | 0 | 0 | 0 | 0 | 0 | 0
2541 | CA | Foundation RRM | 58113 | WTG1 | 0 | OP | WT | WND | 1 | 0.559 | 4896 | 2694 | Distributed from 923 Generation And Fuel | 2012 |  | CISO | Southern California Edison Co | 33.9172 | -116.815 | California | 0 | 0 | 0 | 0 | 1 | 0 | 0 | 0 | 0 | 0 | 0
2542 | CA | Foundation RRM | 58113 | WTG2 | 0 | OP | WT | WND | 1 | 0.559 | 4896 | 2694 | Distributed from 923 Generation And Fuel | 2012 |  | CISO | Southern California Edison Co | 33.9172 | -116.815 | California | 0 | 0 | 0 | 0 | 1 | 0 | 0 | 0 | 0 | 0 | 0
2545 | CA | Foundation ST | 57626 | WTG1 | 0 | OP | WT | WND | 2 | 0.155 | 2719 | 1496 | Distributed from 923 Generation And Fuel | 2011 |  | CISO | Pacific Gas & Electric Co | 37.7142 | -121.5217 | California | 0 | 0 | 0 | 0 | 2 | 0 | 0 | 0 | 0 | 0 | 0
2546 | CA | Foundation Superior Farms | 58104 | WTG1 | 0 | OP | WT | WND | 1 | 0.163 | 1425 | 784 | Distributed from 923 Generation And Fuel | 2012 |  | CISO | Pacific Gas & Electric Co | 38.42 | -121.8181 | California | 0 | 0 | 0 | 0 | 1 | 0 | 0 | 0 | 0 | 0 | 0
2547 | CA | Foundation Wal-Mart Red Bluff | 58105 | WTG1 | 0 | OP | WT | WND | 1 | 0.227 | 1985 | 1092 | Distributed from 923 Generation And Fuel | 2012 |  | CISO | Pacific Gas & Electric Co | 40.1111 | -122.1939 | California | 0 | 0 | 0 | 0 | 1 | 0 | 0 | 0 | 0 | 0 | 0
2549 | CA | FPL Energy Montezuma Winds LLC | 57201 | S2.3 | 0 | OP | WT | WND | 36.8 | 0.281 | 90591 | 60588 | Distributed from 923 Generation And Fuel | 2010 |  | CISO | Pacific Gas & Electric Co | 38.1636 | -121.7966 | California | 0 | 0 | 0 | 0 | 36.8 | 0 | 0 | 0 | 0 | 0 | 0
2550 | CA | Frankenheimer Power Plant | 50219 | U1 | 0 | OP | HY | WAT | 5.3 | 0.205 | 9502 | 4964 | Distributed from 923 Generation And Fuel | 1983 |  | CISO | Pacific Gas & Electric Co | 37.8304 | -120.807 | California | 0 | 0 | 0 | 0 | 0 | 0 | 0 | 5.3 | 0 | 0 | 0
2551 | CA | Franklin (CA) | 397 | 1 | 0 | OP | HY | WAT | 2 | 0 | 0 | 0 | Distributed from 923 Generation And Fuel | 1921 |  | LDWP | Los Angeles Department of Water & Power | 34.1039 | -118.4134 | California | 0 | 0 | 0 | 0 | 0 | 0 | 0 | 2 | 0 | 0 | 0
2552 | CA | Franklin Templeton San Mateo | 57809 | FRK00 | 0 | OP | FC | NG | 1.1 | 0.741 | 7144 | 3352 | Distributed from 923 Generation And Fuel | 2011 |  | CISO | Pacific Gas & Electric Co | 37.5425 | -122.2928 | California | 0 | 1.1 | 0 | 0 | 0 | 0 | 0 | 0 | 0 | 0 | 0
2553 | CA | Freeway Springs | 60183 | FSPRI | 0 | OP | PV | SUN | 2 | 0.014 | 245 | 0 | Distributed from 923 Generation And Fuel | 2016 |  | CISO | Southern California Edison Co | 33.8926 | -118.0376 | California | 0 | 0 | 0 | 0 | 0 | 2 | 0 | 0 | 0 | 0 | 0
2554 | CA | French Meadows | 424 | 1 | 0 | OP | HY | WAT | 15.3 | 0.406 | 54456 | 28450 | Distributed from 923 Generation And Fuel | 1966 |  | CISO | Pacific Gas & Electric Co | 39.078 | -120.4061 | California | 0 | 0 | 0 | 0 | 0 | 0 | 0 | 15.3 | 0 | 0 | 0
2555 | CA | Fresno Cogen Partners | 10156 | GEN2 | 1 | OP | CA | NG | 10 | 0.008 | 691 | 478 | EIA-923 Generator File | 1990 |  | CISO | Pacific Gas & Electric Co | 36.617 | -120.0998 | California | 10 | 0 | 0 | 0 | 0 | 0 | 0 | 0 | 0 | 0 | 0
2556 | CA | Fresno Cogen Partners | 10156 | GEN3 | 0 | OP | GT | NG | 22.3 | 0.015 | 2956 | 1387 | Distributed from 923 Generation And Fuel | 2001 |  | CISO | Pacific Gas & Electric Co | 36.617 | -120.0998 | California | 0 | 22.3 | 0 | 0 | 0 | 0 | 0 | 0 | 0 | 0 | 0
2557 | CA | Fresno Cogen Partners | 10156 | GEN4 | 0 | OP | CT | NG | 50.3 | 0.011 | 4837 | 3351 | EIA-923 Generator File | 2004 |  | CISO | Pacific Gas & Electric Co | 36.617 | -120.0998 | California | 50.3 | 0 | 0 | 0 | 0 | 0 | 0 | 0 | 0 | 0 | 0
2559 | CA | Fresno Solar | 60083 | PV-S | 0 | OP | PV | SUN | 1.5 | 0.245 | 3221.5 | 1714 | Distributed from 923 Generation And Fuel | 2015 |  | CISO | Pacific Gas & Electric Co | 36.6168 | -120.1051 | California | 0 | 0 | 0 | 0 | 0 | 1.5 | 0 | 0 | 0 | 0 | 0
2560 | CA | Fresno Solar | 60083 | PV-W | 0 | OP | PV | SUN | 1.5 | 0.245 | 3221.5 | 1714 | Distributed from 923 Generation And Fuel | 2015 |  | CISO | Pacific Gas & Electric Co | 36.6168 | -120.1051 | California | 0 | 0 | 0 | 0 | 0 | 1.5 | 0 | 0 | 0 | 0 | 0
2561 | CA | Friant Hydro Facility | 50393 | FR1 | 0 | OP | HY | WAT | 18.4 | 0.143 | 23097.412 | 13124.732 | Distributed from 923 Generation And Fuel | 1986 |  | CISO | Pacific Gas & Electric Co | 36.9977 | -119.7035 | California | 0 | 0 | 0 | 0 | 0 | 0 | 0 | 18.4 | 0 | 0 | 0
2562 | CA | Friant Hydro Facility | 50393 | M1 | 0 | OP | HY | WAT | 9.8 | 0.143 | 12301.882 | 6990.346 | Distributed from 923 Generation And Fuel | 1985 |  | CISO | Pacific Gas & Electric Co | 36.9977 | -119.7035 | California | 0 | 0 | 0 | 0 | 0 | 0 | 0 | 9.8 | 0 | 0 | 0
2563 | CA | Friant Hydro Facility | 50393 | RO1 | 0 | OP | HY | WAT | 2.4 | 0.143 | 3012.706 | 1711.922 | Distributed from 923 Generation And Fuel | 1985 |  | CISO | Pacific Gas & Electric Co | 36.9977 | -119.7035 | California | 0 | 0 | 0 | 0 | 0 | 0 | 0 | 2.4 | 0 | 0 | 0
2565 | CA | Frito-Lay Cogen Plant | 10110 | GEN1 | 0 | OP | GT | NG | 6 | 0.514 | 27041 | 12686 | Distributed from 923 Generation And Fuel | 1986 |  | CISO | Pacific Gas & Electric Co | 35.3951 | -119.3216 | California | 0 | 6 | 0 | 0 | 0 | 0 | 0 | 0 | 0 | 0 | 0
2566 | CA | Frontier Solar LLC | 60039 | FTRS | 0 | OP | PV | SUN | 20 | 0.162 | 28416 | 19058 | Distributed from 923 Generation And Fuel | 2016 |  | CISO | Pacific Gas & Electric Co | 37.3799 | -121.1307 | California | 0 | 0 | 0 | 0 | 0 | 20 | 0 | 0 | 0 | 0 | 0
2567 | CA | FRV Cygnus Solar Project | 57651 | FRV3 | 0 | OP | PV | SUN | 20 | 0.287 | 50282 | 26750 | Distributed from 923 Generation And Fuel | 2014 |  | CISO | Pacific Gas & Electric Co | 35.1028 | -118.9544 | California | 0 | 0 | 0 | 0 | 0 | 20 | 0 | 0 | 0 | 0 | 0
2568 | CA | FRV SI Transport Solar LP | 57506 | SEIM | 0 | OP | PV | SUN | 1 | 0.2 | 1751 | 932 | Distributed from 923 Generation And Fuel | 2010 |  | CISO | Sacramento Municipal Util Dist | 38.4869 | -121.3911 | California | 0 | 0 | 0 | 0 | 0 | 1 | 0 | 0 | 0 | 0 | 0
2569 | CA | Fullerton Mill CHP | 58083 | GTG1 | 0 | OP | CT | NG | 19 | 0.364 | 60591 | 27075 | EIA-923 Generator File | 2002 |  | CISO | Southern California Edison Co | 33.8617 | -117.8931 | California | 19 | 0 | 0 | 0 | 0 | 0 | 0 | 0 | 0 | 0 | 0
2570 | CA | Fullerton Mill CHP | 58083 | STG1 | 1 | OP | CA | NG | 2 | 0.402 | 7051 | 4077 | EIA-923 Generator File | 2002 |  | CISO | Southern California Edison Co | 33.8617 | -117.8931 | California | 2 | 0 | 0 | 0 | 0 | 0 | 0 | 0 | 0 | 0 | 0
2571 | CA | G2 Energy Hay Rd | 58320 | 362 | 0 | OP | IC | LFG | 1.6 | 0.851 | 11921 | 5076 | Distributed from 923 Generation And Fuel | 2013 |  | CISO | Pacific Gas & Electric Co | 38.3147 | -121.8336 | California | 0 | 0 | 0 | 0 | 0 | 0 | 0 | 0 | 0 | 1.6 | 0
2572 | CA | G2 Energy Ostrom Road LLC | 57133 | 359 | 0 | OP | IC | LFG | 1.9 | 0.796 | 13250.6 | 5642.457 | Distributed from 923 Generation And Fuel | 2009 |  | CISO | Pacific Gas & Electric Co | 39.0728 | -121.3992 | California | 0 | 0 | 0 | 0 | 0 | 0 | 0 | 0 | 0 | 1.9 | 0
2573 | CA | G2 Energy Ostrom Road LLC | 57133 | 361 | 0 | OP | IC | LFG | 1.6 | 0.796 | 11158.4 | 4751.543 | Distributed from 923 Generation And Fuel | 2013 |  | CISO | Pacific Gas & Electric Co | 39.0728 | -121.3992 | California | 0 | 0 | 0 | 0 | 0 | 0 | 0 | 0 | 0 | 1.6 | 0
2574 | CA | Gap Pacific Distribution Center | 56909 | 1 | 0 | OP | PV | SUN | 0.3 | 0.188 | 493.75 | 262.75 | Distributed from 923 Generation And Fuel | 2008 |  | CISO | Pacific Gas & Electric Co | 36.7839 | -119.7094 | California | 0 | 0 | 0 | 0 | 0 | 0.3 | 0 | 0 | 0 | 0 | 0
2575 | CA | Gap Pacific Distribution Center | 56909 | 2 | 0 | OP | PV | SUN | 0.3 | 0.188 | 493.75 | 262.75 | Distributed from 923 Generation And Fuel | 2008 |  | CISO | Pacific Gas & Electric Co | 36.7839 | -119.7094 | California | 0 | 0 | 0 | 0 | 0 | 0.3 | 0 | 0 | 0 | 0 | 0
2576 | CA | Gap Pacific Distribution Center | 56909 | 3 | 0 | OP | PV | SUN | 0.3 | 0.188 | 493.75 | 262.75 | Distributed from 923 Generation And Fuel | 2008 |  | CISO | Pacific Gas & Electric Co | 36.7839 | -119.7094 | California | 0 | 0 | 0 | 0 | 0 | 0.3 | 0 | 0 | 0 | 0 | 0
2577 | CA | Gap Pacific Distribution Center | 56909 | 4 | 0 | OP | PV | SUN | 0.3 | 0.188 | 493.75 | 262.75 | Distributed from 923 Generation And Fuel | 2008 |  | CISO | Pacific Gas & Electric Co | 36.7839 | -119.7094 | California | 0 | 0 | 0 | 0 | 0 | 0.3 | 0 | 0 | 0 | 0 | 0
2578 | CA | Garnet Solar Generation Station I LLC | 58528 | WDT44 | 0 | OP | PV | SUN | 4 | 0.274 | 9602 | 5108 | Distributed from 923 Generation And Fuel | 2014 |  | CISO | Southern California Edison Co | 33.8906 | -116.5431 | California | 0 | 0 | 0 | 0 | 0 | 4 | 0 | 0 | 0 | 0 | 0
2579 | CA | Garnet Wind Energy Center | 57302 | 1 | 0 | OP | WT | WND | 6.5 | 0.327 | 18632 | 10253 | Distributed from 923 Generation And Fuel | 2009 |  | CISO | Southern California Edison Co | 33.9053 | -116.5825 | California | 0 | 0 | 0 | 0 | 6.5 | 0 | 0 | 0 | 0 | 0 | 0
2580 | CA | Gas Utilization Facility | 50492 | 1 | 0 | OP | IC | OBG | 2.3 | 0.919 | 18520.5 | 7886 | Distributed from 923 Generation And Fuel | 1985 |  | CISO | San Diego Gas & Electric Co | 32.6792 | -117.2467 | California | 0 | 0 | 0 | 0 | 0 | 0 | 0 | 0 | 0 | 2.3 | 0
2581 | CA | Gas Utilization Facility | 50492 | 2 | 0 | OP | IC | OBG | 2.3 | 0.919 | 18520.5 | 7886 | Distributed from 923 Generation And Fuel | 1985 |  | CISO | San Diego Gas & Electric Co | 32.6792 | -117.2467 | California | 0 | 0 | 0 | 0 | 0 | 0 | 0 | 0 | 0 | 2.3 | 0
2582 | CA | Gas Utilization Facility | 50492 | 3 | 0 | OP | HY | WAT | 1.5 | 0.139 | 1820 | 951 | Distributed from 923 Generation And Fuel | 2002 |  | CISO | San Diego Gas & Electric Co | 32.6792 | -117.2467 | California | 0 | 0 | 0 | 0 | 0 | 0 | 0 | 1.5 | 0 | 0 | 0
2584 | CA | Gates Solar Station | 57892 | 1 | 0 | OP | PV | SUN | 20 | 0.25 | 43717 | 23257 | Distributed from 923 Generation And Fuel | 2013 |  | CISO | Pacific Gas & Electric Co | 36.1764 | -120.1142 | California | 0 | 0 | 0 | 0 | 0 | 20 | 0 | 0 | 0 | 0 | 0
2585 | CA | Gateway Generating Station | 56476 | A | 0 | OP | CT | NG | 203.2 | 0.429 | 763982 | 254428 | EIA-923 Generator File | 2009 |  | CISO | Pacific Gas & Electric Co | 38.0175 | -121.7587 | California | 203.2 | 0 | 0 | 0 | 0 | 0 | 0 | 0 | 0 | 0 | 0
2586 | CA | Gateway Generating Station | 56476 | B | 0 | OP | CT | NG | 203.2 | 0.438 | 779032 | 271116 | EIA-923 Generator File | 2009 |  | CISO | Pacific Gas & Electric Co | 38.0175 | -121.7587 | California | 203.2 | 0 | 0 | 0 | 0 | 0 | 0 | 0 | 0 | 0 | 0
2587 | CA | Gateway Generating Station | 56476 | C | 2 | OP | CA | NG | 213.3 | 0.478 | 892936 | 299158 | EIA-923 Generator File | 2009 |  | CISO | Pacific Gas & Electric Co | 38.0175 | -121.7587 | California | 213.3 | 0 | 0 | 0 | 0 | 0 | 0 | 0 | 0 | 0 | 0
2592 | CA | GE 1.7-100 Prototype | 57566 | 1.7SF | 0 | OP | WT | WND | 1.8 | 0.214 | 3373 | 1856 | Distributed from 923 Generation And Fuel | 2014 |  | CISO | Southern California Edison Co | 35.1553 | -118.3694 | California | 0 | 0 | 0 | 0 | 1.8 | 0 | 0 | 0 | 0 | 0 | 0
2596 | CA | Genentech-Oceanside | 60231 | BA1 | 0 | OP | BA | MWH | 2 | 0 | 0 | 0 | Distributed from 923 Generation And Fuel | 2016 |  | CISO | San Diego Gas & Electric Co | 33.2111 | -117.2996 | California | 0 | 0 | 0 | 0 | 0 | 0 | 0 | 0 | 0 | 2 | 0
2597 | CA | Genentech-Oceanside | 60231 | PV1 | 0 | OP | PV | SUN | 4.5 | 0.108 | 4255 | 2742 | Distributed from 923 Generation And Fuel | 2016 |  | CISO | San Diego Gas & Electric Co | 33.2111 | -117.2996 | California | 0 | 0 | 0 | 0 | 0 | 4.5 | 0 | 0 | 0 | 0 | 0
2598 | CA | Genesis Solar Energy Project | 57394 | GEN01 | 1 | OP | ST | SUN | 125 | 0.285 | 312071 | 180053.5 | Distributed from 923 Generation And Fuel | 2014 |  | CISO | Southern California Edison Co | 33.665 | -114.9981 | California | 0 | 0 | 0 | 0 | 0 | 0 | 125 | 0 | 0 | 0 | 0
2599 | CA | Genesis Solar Energy Project | 57394 | GEN02 | 1 | OP | ST | SUN | 125 | 0.285 | 312071 | 180053.5 | Distributed from 923 Generation And Fuel | 2013 |  | CISO | Southern California Edison Co | 33.665 | -114.9981 | California | 0 | 0 | 0 | 0 | 0 | 0 | 125 | 0 | 0 | 0 | 0
2603 | CA | Geothermal 1 | 7368 | 1 | 0 | OP | ST | GEO | 55 | 0.493 | 237615.5 | 96004 | Distributed from 923 Generation And Fuel | 1983 |  | CISO | Pacific Gas & Electric Co | 38.752 | -122.7195 | California | 0 | 0 | 0 | 0 | 0 | 0 | 0 | 0 | 0 | 55 | 0
2604 | CA | Geothermal 1 | 7368 | 2 | 0 | OP | ST | GEO | 55 | 0.493 | 237615.5 | 96004 | Distributed from 923 Generation And Fuel | 1983 |  | CISO | Pacific Gas & Electric Co | 38.752 | -122.7195 | California | 0 | 0 | 0 | 0 | 0 | 0 | 0 | 0 | 0 | 55 | 0
2606 | CA | Geothermal 2 | 7369 | 4 | 0 | OP | ST | GEO | 55 | 0.357 | 171893.5 | 78641 | Distributed from 923 Generation And Fuel | 1986 |  | CISO | Pacific Gas & Electric Co | 38.7492 | -122.7117 | California | 0 | 0 | 0 | 0 | 0 | 0 | 0 | 0 | 0 | 55 | 0
2608 | CA | Geysers Unit 5-20 | 286 | U11 | 0 | OP | ST | GEO | 110 | 0.415 | 399989.639 | 172950.676 | Distributed from 923 Generation And Fuel | 1975 |  | CISO | Pacific Gas & Electric Co | 38.777 | -122.745 | California | 0 | 0 | 0 | 0 | 0 | 0 | 0 | 0 | 0 | 110 | 0
2609 | CA | Geysers Unit 5-20 | 286 | U12 | 0 | OP | ST | GEO | 110 | 0.415 | 399989.639 | 172950.676 | Distributed from 923 Generation And Fuel | 1979 |  | CISO | Pacific Gas & Electric Co | 38.777 | -122.745 | California | 0 | 0 | 0 | 0 | 0 | 0 | 0 | 0 | 0 | 110 | 0
2610 | CA | Geysers Unit 5-20 | 286 | U13 | 0 | OP | ST | GEO | 138 | 0.415 | 501805.183 | 216974.484 | Distributed from 923 Generation And Fuel | 1980 |  | CISO | Pacific Gas & Electric Co | 38.777 | -122.745 | California | 0 | 0 | 0 | 0 | 0 | 0 | 0 | 0 | 0 | 138 | 0
2611 | CA | Geysers Unit 5-20 | 286 | U14 | 0 | OP | ST | GEO | 113 | 0.415 | 410898.447 | 177667.512 | Distributed from 923 Generation And Fuel | 1980 |  | CISO | Pacific Gas & Electric Co | 38.777 | -122.745 | California | 0 | 0 | 0 | 0 | 0 | 0 | 0 | 0 | 0 | 113 | 0
2612 | CA | Geysers Unit 5-20 | 286 | U16 | 0 | OP | ST | GEO | 118 | 0.415 | 429079.794 | 185528.907 | Distributed from 923 Generation And Fuel | 1985 |  | CISO | Pacific Gas & Electric Co | 38.777 | -122.745 | California | 0 | 0 | 0 | 0 | 0 | 0 | 0 | 0 | 0 | 118 | 0
2613 | CA | Geysers Unit 5-20 | 286 | U17 | 0 | OP | ST | GEO | 118 | 0.415 | 429079.794 | 185528.907 | Distributed from 923 Generation And Fuel | 1982 |  | CISO | Pacific Gas & Electric Co | 38.777 | -122.745 | California | 0 | 0 | 0 | 0 | 0 | 0 | 0 | 0 | 0 | 118 | 0
2614 | CA | Geysers Unit 5-20 | 286 | U18 | 0 | OP | ST | GEO | 118 | 0.415 | 429079.794 | 185528.907 | Distributed from 923 Generation And Fuel | 1983 |  | CISO | Pacific Gas & Electric Co | 38.777 | -122.745 | California | 0 | 0 | 0 | 0 | 0 | 0 | 0 | 0 | 0 | 118 | 0
2615 | CA | Geysers Unit 5-20 | 286 | U20 | 0 | OP | ST | GEO | 118 | 0.415 | 429079.794 | 185528.907 | Distributed from 923 Generation And Fuel | 1985 |  | CISO | Pacific Gas & Electric Co | 38.777 | -122.745 | California | 0 | 0 | 0 | 0 | 0 | 0 | 0 | 0 | 0 | 118 | 0
2616 | CA | Geysers Unit 5-20 | 286 | U5 | 0 | OP | ST | GEO | 55 | 0.415 | 199994.819 | 86475.338 | Distributed from 923 Generation And Fuel | 1971 |  | CISO | Pacific Gas & Electric Co | 38.777 | -122.745 | California | 0 | 0 | 0 | 0 | 0 | 0 | 0 | 0 | 0 | 55 | 0
2617 | CA | Geysers Unit 5-20 | 286 | U6 | 0 | OP | ST | GEO | 55 | 0.415 | 199994.819 | 86475.338 | Distributed from 923 Generation And Fuel | 1971 |  | CISO | Pacific Gas & Electric Co | 38.777 | -122.745 | California | 0 | 0 | 0 | 0 | 0 | 0 | 0 | 0 | 0 | 55 | 0
2618 | CA | Geysers Unit 5-20 | 286 | U7 | 0 | OP | ST | GEO | 55 | 0.415 | 199994.819 | 86475.338 | Distributed from 923 Generation And Fuel | 1972 |  | CISO | Pacific Gas & Electric Co | 38.777 | -122.745 | California | 0 | 0 | 0 | 0 | 0 | 0 | 0 | 0 | 0 | 55 | 0
2619 | CA | Geysers Unit 5-20 | 286 | U8 | 0 | OP | ST | GEO | 55 | 0.415 | 199994.819 | 86475.338 | Distributed from 923 Generation And Fuel | 1972 |  | CISO | Pacific Gas & Electric Co | 38.777 | -122.745 | California | 0 | 0 | 0 | 0 | 0 | 0 | 0 | 0 | 0 | 55 | 0
2621 | CA | Gianera | 7231 | 1 | 0 | OP | GT | NG | 32.3 | 0.001 | 203.5 | 95.5 | Distributed from 923 Generation And Fuel | 1987 |  | CISO | City of Santa Clara - (CA) | 37.401 | -121.9687 | California | 0 | 32.3 | 0 | 0 | 0 | 0 | 0 | 0 | 0 | 0 | 0
2622 | CA | Gianera | 7231 | 2 | 0 | OP | GT | NG | 32.3 | 0.001 | 203.5 | 95.5 | Distributed from 923 Generation And Fuel | 1986 |  | CISO | City of Santa Clara - (CA) | 37.401 | -121.9687 | California | 0 | 32.3 | 0 | 0 | 0 | 0 | 0 | 0 | 0 | 0 | 0
2623 | CA | Giffen | 57521 | 1 | 0 | OP | PV | SUN | 10 | 0.236 | 20678 | 11001 | Distributed from 923 Generation And Fuel | 2012 |  | CISO | Pacific Gas & Electric Co | 36.5303 | -120.3161 | California | 0 | 0 | 0 | 0 | 0 | 10 | 0 | 0 | 0 | 0 | 0
2626 | CA | Gilroy Peaking Energy Center | 55810 | S3 | 0 | OP | GT | NG | 45 | 0.015 | 6056 | 2841 | Distributed from 923 Generation And Fuel | 2001 |  | CISO | Pacific Gas & Electric Co | 36.999 | -121.5363 | California | 0 | 45 | 0 | 0 | 0 | 0 | 0 | 0 | 0 | 0 | 0
2627 | CA | Gilroy Peaking Energy Center | 55810 | S4 | 0 | OP | GT | NG | 45 | 0.015 | 6056 | 2841 | Distributed from 923 Generation And Fuel | 2001 |  | CISO | Pacific Gas & Electric Co | 36.999 | -121.5363 | California | 0 | 45 | 0 | 0 | 0 | 0 | 0 | 0 | 0 | 0 | 0
2628 | CA | Gilroy Peaking Energy Center | 55810 | S5 | 0 | OP | GT | NG | 45 | 0.015 | 6056 | 2841 | Distributed from 923 Generation And Fuel | 2002 |  | CISO | Pacific Gas & Electric Co | 36.999 | -121.5363 | California | 0 | 45 | 0 | 0 | 0 | 0 | 0 | 0 | 0 | 0 | 0
2629 | CA | Gilroy Power Plant | 10034 | GEN1 | 0 | OP | CT | NG | 90 | 0.13 | 102828 | 94441 | EIA-923 Generator File | 1987 |  | CISO | Pacific Gas & Electric Co | 37.0001 | -121.5367 | California | 90 | 0 | 0 | 0 | 0 | 0 | 0 | 0 | 0 | 0 | 0
2630 | CA | Gilroy Power Plant | 10034 | GEN2 | 1 | OP | CA | NG | 40 | 0.11 | 38565 | 35208 | EIA-923 Generator File | 1987 |  | CISO | Pacific Gas & Electric Co | 37.0001 | -121.5367 | California | 40 | 0 | 0 | 0 | 0 | 0 | 0 | 0 | 0 | 0 | 0
2631 | CA | Glenarm | 422 | GT1 | 0 | OP | GT | NG | 28.8 | 0.02 | 5118.208 | 2401.236 | Distributed from 923 Generation And Fuel | 1976 |  | CISO | City of Pasadena - (CA) | 34.126 | -118.1494 | California | 0 | 28.8 | 0 | 0 | 0 | 0 | 0 | 0 | 0 | 0 | 0
2632 | CA | Glenarm | 422 | GT2 | 0 | OP | GT | NG | 28.8 | 0.02 | 5118.208 | 2401.236 | Distributed from 923 Generation And Fuel | 1976 |  | CISO | City of Pasadena - (CA) | 34.126 | -118.1494 | California | 0 | 28.8 | 0 | 0 | 0 | 0 | 0 | 0 | 0 | 0 | 0
2633 | CA | Glenarm | 422 | GT3 | 0 | OP | GT | NG | 60.5 | 0.02 | 10751.792 | 5044.264 | Distributed from 923 Generation And Fuel | 2004 |  | CISO | City of Pasadena - (CA) | 34.126 | -118.1494 | California | 0 | 60.5 | 0 | 0 | 0 | 0 | 0 | 0 | 0 | 0 | 0
2634 | CA | Glenarm | 422 | GT4 | 0 | OP | GT | NG | 60.5 | 0.02 | 10751.792 | 5044.264 | Distributed from 923 Generation And Fuel | 2004 |  | CISO | City of Pasadena - (CA) | 34.126 | -118.1494 | California | 0 | 60.5 | 0 | 0 | 0 | 0 | 0 | 0 | 0 | 0 | 0
2635 | CA | Glenarm | 422 | GT5 | 0 | OP | CT | NG | 71 | 0.001 | 459 | 0 | EIA-923 Generator File | 2016 |  | CISO | City of Pasadena - (CA) | 34.126 | -118.1494 | California | 71 | 0 | 0 | 0 | 0 | 0 | 0 | 0 | 0 | 0 | 0
2636 | CA | Glenarm | 422 | ST1 | 0 | OP | CA | NG | 16 | 0.001 | 85.36 | 0 | EIA-923 Generator File | 2016 |  | CISO | City of Pasadena - (CA) | 34.126 | -118.1494 | California | 16 | 0 | 0 | 0 | 0 | 0 | 0 | 0 | 0 | 0 | 0
2638 | CA | Goal Line LP | 54749 | CTG | 0 | OP | CT | NG | 41.2 | 0.052 | 18841 | 12540 | EIA-923 Generator File | 1994 |  | CISO | San Diego Gas & Electric Co | 33.1185 | -117.0995 | California | 41.2 | 0 | 0 | 0 | 0 | 0 | 0 | 0 | 0 | 0 | 0
2639 | CA | Goal Line LP | 54749 | STG | 1 | OP | CA | NG | 10.2 | 0.046 | 4152 | 2724 | EIA-923 Generator File | 1994 |  | CISO | San Diego Gas & Electric Co | 33.1185 | -117.0995 | California | 10.2 | 0 | 0 | 0 | 0 | 0 | 0 | 0 | 0 | 0 | 0
2640 | CA | Golden Acorn Casino | 59328 | GAC1 | 0 | OP | WT | WND | 1 | 0.472 | 4138 | 2277 | Distributed from 923 Generation And Fuel | 2014 |  | CISO | San Diego Gas & Electric Co | 32.7021 | -116.3546 | California | 0 | 0 | 0 | 0 | 1 | 0 | 0 | 0 | 0 | 0 | 0
2641 | CA | Golden Fields Solar I, LLC | 60590 | RS1 | 0 | OP | PV | SUN | 54 | 0.031 | 14887 | 0 | Distributed from 923 Generation And Fuel | 2016 |  | CISO | Southern California Edison Co | 34.839 | -118.3868 | California | 0 | 0 | 0 | 0 | 0 | 54 | 0 | 0 | 0 | 0 | 0
2643 | CA | Golden Hills Wind | 60049 | GE | 0 | OP | WT | WND | 85.9 | 0.376 | 282731 | 176763 | Distributed from 923 Generation And Fuel | 2015 |  | CISO | Pacific Gas & Electric Co | 37.7133 | -121.6404 | California | 0 | 0 | 0 | 0 | 85.9 | 0 | 0 | 0 | 0 | 0 | 0
2644 | CA | Golden Springs Building C-1 | 57796 | 1 | 0 | OP | PV | SUN | 1.2 | 0.173 | 1819 | 968 | Distributed from 923 Generation And Fuel | 2012 |  | CISO | Southern California Edison Co | 33.9142 | -118.0536 | California | 0 | 0 | 0 | 0 | 0 | 1.2 | 0 | 0 | 0 | 0 | 0
2645 | CA | Golden Springs Building D | 57797 | 1 | 0 | OP | PV | SUN | 1.3 | 0.176 | 1999 | 1063 | Distributed from 923 Generation And Fuel | 2012 |  | CISO | Southern California Edison Co | 33.9119 | -118.0522 | California | 0 | 0 | 0 | 0 | 0 | 1.3 | 0 | 0 | 0 | 0 | 0
2646 | CA | Goose Haven Energy Center | 55627 | CT1 | 0 | OP | GT | NG | 47 | 0.021 | 8760 | 4110 | Distributed from 923 Generation And Fuel | 2003 |  | CISO | Pacific Gas & Electric Co | 38.2268 | -121.8433 | California | 0 | 47 | 0 | 0 | 0 | 0 | 0 | 0 | 0 | 0 | 0
2647 | CA | Gosselin Hydro Plant | 10128 | GEN1 | 0 | OP | HY | WAT | 1 | 0.347 | 3035.5 | 1586 | Distributed from 923 Generation And Fuel | 1983 |  | CISO | Pacific Gas & Electric Co | 40.37 | -123.4347 | California | 0 | 0 | 0 | 0 | 0 | 0 | 0 | 1 | 0 | 0 | 0
2648 | CA | Gosselin Hydro Plant | 10128 | GEN2 | 0 | OP | HY | WAT | 1 | 0.347 | 3035.5 | 1586 | Distributed from 923 Generation And Fuel | 1983 |  | CISO | Pacific Gas & Electric Co | 40.37 | -123.4347 | California | 0 | 0 | 0 | 0 | 0 | 0 | 0 | 1 | 0 | 0 | 0
2649 | CA | Granger | 60516 | PV1 | 0 | OP | PV | SUN | 3 | 0.075 | 1978 | 639 | Distributed from 923 Generation And Fuel | 2016 |  | CISO | San Diego Gas & Electric Co | 33.2704 | -117.0588 | California | 0 | 0 | 0 | 0 | 0 | 3 | 0 | 0 | 0 | 0 | 0
2650 | CA | Grapeland Peaker | 56472 | 1 | 0 | OP | GT | NG | 49.8 | 0.077 | 33439 | 15688 | Distributed from 923 Generation And Fuel | 2007 |  | CISO | Southern California Edison Co | 34.0903 | -117.5343 | California | 0 | 49.8 | 0 | 0 | 0 | 0 | 0 | 0 | 0 | 0 | 0
2651 | CA | Grapeland Peaker | 56472 | BA1 | 0 | OP | BA | MWH | 10 |  | -4 | 0 | Data from EIA-923 Generator File overwritten with distributed data from EIA-923 Generation and Fuel | 2016 |  | CISO | Southern California Edison Co | 34.0903 | -117.5343 | California | 0 | 0 | 0 | 0 | 0 | 0 | 0 | 0 | 0 | 10 | 0
2652 | CA | Graphic Packaging International | 54561 | GT-G | 0 | OP | CT | NG | 24 | 0.925 | 194571 | 91282.712 | EIA-923 Generator File | 1985 |  | CISO | City of Santa Clara - (CA) | 37.3682 | -121.9436 | California | 24 | 0 | 0 | 0 | 0 | 0 | 0 | 0 | 0 | 0 | 0
2653 | CA | Graphic Packaging International | 54561 | ST-G | 0 | OP | CA | NG | 3 | 0.666 | 17508 | 8213.853 | EIA-923 Generator File | 1986 |  | CISO | City of Santa Clara - (CA) | 37.3682 | -121.9436 | California | 3 | 0 | 0 | 0 | 0 | 0 | 0 | 0 | 0 | 0 | 0
2654 | CA | Grassland 1&2 Solar Project | 58217 | INV4 | 0 | OP | PV | SUN | 2.5 | 0.213 | 4663 | 2481 | Distributed from 923 Generation And Fuel | 2013 |  | CISO | Pacific Gas & Electric Co | 38.5003 | -121.6942 | California | 0 | 0 | 0 | 0 | 0 | 2.5 | 0 | 0 | 0 | 0 | 0
2655 | CA | Grassland 3&4 Solar Project | 58204 | INV3 | 0 | OP | PV | SUN | 2.5 | 0.21 | 4608 | 2451 | Distributed from 923 Generation And Fuel | 2013 |  | CISO | Pacific Gas & Electric Co | 38.5003 | -121.6942 | California | 0 | 0 | 0 | 0 | 0 | 2.5 | 0 | 0 | 0 | 0 | 0
2671 | CA | Green Power I | 55396 | WGNS | 0 | OP | WT | WND | 16.5 | 0.163 | 23620 | 12998 | Distributed from 923 Generation And Fuel | 1975 |  | CISO | Southern California Edison Co | 33.9014 | -116.7167 | California | 0 | 0 | 0 | 0 | 16.5 | 0 | 0 | 0 | 0 | 0 | 0
2672 | CA | Greenleaf 1 Power Plant | 10350 | GEN1 | 0 | OP | CT | NG | 46 | 0.102 | 41106 | 26068 | EIA-923 Generator File | 1989 |  | CISO | Pacific Gas & Electric Co | 39.0529 | -121.6961 | California | 46 | 0 | 0 | 0 | 0 | 0 | 0 | 0 | 0 | 0 | 0
2673 | CA | Greenleaf 1 Power Plant | 10350 | GEN2 | 1 | OP | CA | NG | 20 | 0.031 | 5515 | 3639 | EIA-923 Generator File | 1989 |  | CISO | Pacific Gas & Electric Co | 39.0529 | -121.6961 | California | 20 | 0 | 0 | 0 | 0 | 0 | 0 | 0 | 0 | 0 | 0
2674 | CA | Greenleaf 2 Power Plant | 10349 | GEN1 | 0 | OP | GT | NG | 49.5 | 0.546 | 236799 | 111094 | Distributed from 923 Generation And Fuel | 1989 |  | CISO | Pacific Gas & Electric Co | 39.1365 | -121.6397 | California | 0 | 49.5 | 0 | 0 | 0 | 0 | 0 | 0 | 0 | 0 | 0
2676 | CA | Gridley Main | 58370 | GEN1 | 0 | OP | PV | SUN | 1 | 0.204 | 1789 | 952 | Distributed from 923 Generation And Fuel | 2013 |  | CISO | Pacific Gas & Electric Co | 39.3733 | -121.6842 | California | 0 | 0 | 0 | 0 | 0 | 1 | 0 | 0 | 0 | 0 | 0
2677 | CA | Gridley Main Two | 58371 | GEN1 | 0 | OP | PV | SUN | 2.5 | 0.217 | 4749 | 2526 | Distributed from 923 Generation And Fuel | 2013 |  | CISO | Pacific Gas & Electric Co | 39.3733 | -121.6817 | California | 0 | 0 | 0 | 0 | 0 | 2.5 | 0 | 0 | 0 | 0 | 0
2678 | CA | Grizzly | 7338 | NA1 | 0 | OP | HY | WAT | 22 | 0.211 | 40738 | 21283 | Distributed from 923 Generation And Fuel | 1993 |  | CISO | City of Santa Clara - (CA) | 39.8893 | -121.2792 | California | 0 | 0 | 0 | 0 | 0 | 0 | 0 | 22 | 0 | 0 | 0
2679 | CA | Grossmont Hospital | 10115 | GEN3 | 0 | OP | GT | NG | 4.5 | 0.364 | 14332.869 | 6724.18 | Distributed from 923 Generation And Fuel | 2016 |  | CISO | San Diego Gas & Electric Co | 32.7797 | -117.0064 | California | 0 | 4.5 | 0 | 0 | 0 | 0 | 0 | 0 | 0 | 0 | 0
2684 | CA | GRS Coyote Canyon | 10395 | GEN1 | 1 | OP | ST | LFG | 20 | 0 | 0 | 0 | EIA-923 Generator File | 1989 |  | CISO | Southern California Edison Co | 33.613 | -117.8219 | California | 0 | 0 | 0 | 0 | 0 | 0 | 0 | 0 | 0 | 20 | 0
2689 | CA | Guernsey Solar Station | 57891 | 1 | 0 | OP | PV | SUN | 20 | 0.262 | 45922 | 24430 | Distributed from 923 Generation And Fuel | 2013 |  | CISO | Pacific Gas & Electric Co | 36.1639 | -119.6506 | California | 0 | 0 | 0 | 0 | 0 | 20 | 0 | 0 | 0 | 0 | 0
2690 | CA | H. Gonzales | 56039 | G1 | 0 | OP | GT | NG | 5.9 | 0.003 | 155.82 | 73.103 | Data from EIA-923 Generator File overwritten with distributed data from EIA-923 Generation and Fuel | 1987 |  | CISO | City of Vernon | 33.9986 | -118.2219 | California | 0 | 5.9 | 0 | 0 | 0 | 0 | 0 | 0 | 0 | 0 | 0
2691 | CA | H. Gonzales | 56039 | G2 | 0 | OP | GT | NG | 5.9 | 0.003 | 155.82 | 73.103 | Data from EIA-923 Generator File overwritten with distributed data from EIA-923 Generation and Fuel | 1987 |  | CISO | City of Vernon | 33.9986 | -118.2219 | California | 0 | 5.9 | 0 | 0 | 0 | 0 | 0 | 0 | 0 | 0 | 0
2692 | CA | Haas | 240 | H1 | 0 | OP | HY | WAT | 67.5 | 0.291 | 172334.5 | 110923 | Distributed from 923 Generation And Fuel | 1958 |  | CISO | Pacific Gas & Electric Co | 36.9274 | -119.0203 | California | 0 | 0 | 0 | 0 | 0 | 0 | 0 | 67.5 | 0 | 0 | 0
2693 | CA | Haas | 240 | H2 | 0 | OP | HY | WAT | 67.5 | 0.291 | 172334.5 | 110923 | Distributed from 923 Generation And Fuel | 1958 |  | CISO | Pacific Gas & Electric Co | 36.9274 | -119.0203 | California | 0 | 0 | 0 | 0 | 0 | 0 | 0 | 67.5 | 0 | 0 | 0
2694 | CA | Haiwee | 398 | 1 | 0 | OP | HY | WAT | 2.8 | 0.138 | 3385 | 1768.5 | Distributed from 923 Generation And Fuel | 1927 |  | LDWP | Los Angeles Department of Water & Power | 36.1097 | -117.9567 | California | 0 | 0 | 0 | 0 | 0 | 0 | 0 | 2.8 | 0 | 0 | 0
2695 | CA | Haiwee | 398 | 2 | 0 | OP | HY | WAT | 2.8 | 0.138 | 3385 | 1768.5 | Distributed from 923 Generation And Fuel | 1927 |  | LDWP | Los Angeles Department of Water & Power | 36.1097 | -117.9567 | California | 0 | 0 | 0 | 0 | 0 | 0 | 0 | 2.8 | 0 | 0 | 0
2696 | CA | Halsey | 241 | 1 | 0 | OP | HY | WAT | 13.6 | 0.247 | 29404 | 15362 | Distributed from 923 Generation And Fuel | 1916 |  | CISO | Pacific Gas & Electric Co | 38.957 | -121.0419 | California | 0 | 0 | 0 | 0 | 0 | 0 | 0 | 13.6 | 0 | 0 | 0
2698 | CA | Hamilton Branch | 242 | 2 | 0 | OP | HY | WAT | 2.7 | 0.218 | 5154.453 | 2692.868 | Distributed from 923 Generation And Fuel | 1921 |  | CISO | Pacific Gas & Electric Co | 40.2687 | -121.0895 | California | 0 | 0 | 0 | 0 | 0 | 0 | 0 | 2.7 | 0 | 0 | 0
2699 | CA | Hanford 1 and 2 | 59300 | HAN1 | 0 | OP | PV | SUN | 1.5 | 0.23 | 3021 | 1607 | Distributed from 923 Generation And Fuel | 2014 |  | CISO | Southern California Edison Co | 36.3067 | -119.6292 | California | 0 | 0 | 0 | 0 | 0 | 1.5 | 0 | 0 | 0 | 0 | 0
2700 | CA | Hanford 1 and 2 | 59300 | HAN2 | 0 | OP | PV | SUN | 1.5 | 0.23 | 3021 | 1607 | Distributed from 923 Generation And Fuel | 2014 |  | CISO | Southern California Edison Co | 36.3067 | -119.6292 | California | 0 | 0 | 0 | 0 | 0 | 1.5 | 0 | 0 | 0 | 0 | 0
2701 | CA | Hanford Energy Park Peaker | 55698 | HEP1 | 0 | OP | GT | NG | 46.1 | 0.032 | 12817 | 6013 | Distributed from 923 Generation And Fuel | 2001 |  | CISO | Pacific Gas & Electric Co | 36.2701 | -119.6481 | California | 0 | 46.1 | 0 | 0 | 0 | 0 | 0 | 0 | 0 | 0 | 0
2702 | CA | Hanford Energy Park Peaker | 55698 | HEP2 | 0 | OP | GT | NG | 46.1 | 0.032 | 12817 | 6013 | Distributed from 923 Generation And Fuel | 2001 |  | CISO | Pacific Gas & Electric Co | 36.2701 | -119.6481 | California | 0 | 46.1 | 0 | 0 | 0 | 0 | 0 | 0 | 0 | 0 | 0
2716 | CA | Hat Creek 1 | 243 | 1 | 0 | OP | HY | WAT | 10 | 0.292 | 25538 | 13342 | Distributed from 923 Generation And Fuel | 1921 |  | CISO | Pacific Gas & Electric Co | 40.9293 | -121.5445 | California | 0 | 0 | 0 | 0 | 0 | 0 | 0 | 10 | 0 | 0 | 0
2717 | CA | Hat Creek 2 | 244 | 1 | 0 | OP | HY | WAT | 10 | 0.373 | 32645 | 17055 | Distributed from 923 Generation And Fuel | 1921 |  | CISO | Pacific Gas & Electric Co | 40.9607 | -121.5487 | California | 0 | 0 | 0 | 0 | 0 | 0 | 0 | 10 | 0 | 0 | 0
2718 | CA | Hatchet Creek Project | 10882 | GEN1 | 0 | OP | HY | WAT | 6.8 | 0.347 | 20683 | 10806 | Distributed from 923 Generation And Fuel | 1986 |  | CISO | Pacific Gas & Electric Co | 40.8741 | -121.9204 | California | 0 | 0 | 0 | 0 | 0 | 0 | 0 | 6.8 | 0 | 0 | 0
2719 | CA | Hatchet Ridge Wind Project | 56654 | 1 | 0 | OP | WT | WND | 101.2 | 0.324 | 287240 | 95138 | Distributed from 923 Generation And Fuel | 2010 |  | CISO | Pacific Gas & Electric Co | 40.8981 | -121.8036 | California | 0 | 0 | 0 | 0 | 101.2 | 0 | 0 | 0 | 0 | 0 | 0
2735 | CA | Haypress | 10253 | LGEN | 0 | OP | HY | WAT | 5 | 0.282 | 12341 | 6447.5 | Distributed from 923 Generation And Fuel | 1989 |  | CISO | Pacific Gas & Electric Co | 39.5657 | -120.5817 | California | 0 | 0 | 0 | 0 | 0 | 0 | 0 | 5 | 0 | 0 | 0
2736 | CA | Haypress | 10253 | UGEN | 0 | OP | HY | WAT | 5 | 0.282 | 12341 | 6447.5 | Distributed from 923 Generation And Fuel | 1988 |  | CISO | Pacific Gas & Electric Co | 39.5657 | -120.5817 | California | 0 | 0 | 0 | 0 | 0 | 0 | 0 | 5 | 0 | 0 | 0
2737 | CA | Hayworth Solar | 59009 | PV1 | 0 | OP | PV | SUN | 27 | 0.25 | 59224 | 36627 | Distributed from 923 Generation And Fuel | 2015 |  | CISO | Pacific Gas & Electric Co | 35.3253 | -118.8786 | California | 0 | 0 | 0 | 0 | 0 | 27 | 0 | 0 | 0 | 0 | 0
2743 | CA | Hecate Energy Beacon Solar 3 | 59316 | BEAC3 | 0 | OP | PV | SUN | 56 | 0.006 | 3013 | 0 | Distributed from 923 Generation And Fuel | 2016 |  | LDWP | Los Angeles Department of Water & Power | 35.2531 | -118.0147 | California | 0 | 0 | 0 | 0 | 0 | 56 | 0 | 0 | 0 | 0 | 0
2744 | CA | Hecate Energy Beacon Solar 4 | 59317 | BEAC4 | 0 | OP | PV | SUN | 50 | 0.021 | 9137 | 0 | Distributed from 923 Generation And Fuel | 2016 |  | LDWP | Los Angeles Department of Water & Power | 35.2536 | -118.0269 | California | 0 | 0 | 0 | 0 | 0 | 50 | 0 | 0 | 0 | 0 | 0
2745 | CA | Heliocentric | 57831 | 1 | 0 | OP | PV | SUN | 1.5 | 0.212 | 2792 | 1485 | Distributed from 923 Generation And Fuel | 2012 |  | CISO | Southern California Edison Co | 34.6543 | -117.971 | California | 0 | 0 | 0 | 0 | 0 | 1.5 | 0 | 0 | 0 | 0 | 0
2748 | CA | Helms Pumped Storage | 6100 | 2 | 0 | OP | PS | WAT | 351 |  | -166187.333 | -45494.667 | Data from EIA-923 Generator File overwritten with distributed data from EIA-923 Generation and Fuel | 1984 |  | CISO | Pacific Gas & Electric Co | 37.0293 | -118.9683 | California | 0 | 0 | 0 | 0 | 0 | 0 | 0 | 351 | 0 | 0 | 0
2749 | CA | Helms Pumped Storage | 6100 | 3 | 0 | OP | PS | WAT | 351 |  | -166187.333 | -45494.667 | Data from EIA-923 Generator File overwritten with distributed data from EIA-923 Generation and Fuel | 1984 |  | CISO | Pacific Gas & Electric Co | 37.0293 | -118.9683 | California | 0 | 0 | 0 | 0 | 0 | 0 | 0 | 351 | 0 | 0 | 0
2750 | CA | Helzel & Schwarzhoff 86 | 56275 | WGNS | 0 | OP | WT | WND | 2.4 | 0.119 | 2492 | 1371 | Distributed from 923 Generation And Fuel | 1986 |  | CISO | Southern California Edison Co | 35.0925 | -118.3952 | California | 0 | 0 | 0 | 0 | 2.4 | 0 | 0 | 0 | 0 | 0 | 0
2751 | CA | Helzel & Schwarzhoff 88 Wind Farm | 52165 | WGNS | 0 | OP | WT | WND | 1.8 | 0.109 | 1717 | 945 | Distributed from 923 Generation And Fuel | 1986 |  | CISO | Southern California Edison Co | 35.0908 | -118.3936 | California | 0 | 0 | 0 | 0 | 1.8 | 0 | 0 | 0 | 0 | 0 | 0
2753 | CA | Henrietta Peaker | 55807 | HPP1 | 0 | OP | GT | NG | 49 | 0.038 | 16261 | 7629 | Distributed from 923 Generation And Fuel | 2002 |  | CISO | Pacific Gas & Electric Co | 36.2397 | -119.9044 | California | 0 | 49 | 0 | 0 | 0 | 0 | 0 | 0 | 0 | 0 | 0
2754 | CA | Henrietta Peaker | 55807 | HPP2 | 0 | OP | GT | NG | 49 | 0.038 | 16261 | 7629 | Distributed from 923 Generation And Fuel | 2002 |  | CISO | Pacific Gas & Electric Co | 36.2397 | -119.9044 | California | 0 | 49 | 0 | 0 | 0 | 0 | 0 | 0 | 0 | 0 | 0
2755 | CA | Henrietta Solar Project | 58975 | PV1 | 0 | OP | PV | SUN | 102 | 0.148 | 132134 | 89904 | Distributed from 923 Generation And Fuel | 2016 |  | CISO | Pacific Gas & Electric Co | 36.2188 | -119.8058 | California | 0 | 0 | 0 | 0 | 0 | 102 | 0 | 0 | 0 | 0 | 0
2756 | CA | Hesperia | 59182 | 1994-10-01 | 0 | OP | PV | SUN | 1.5 | 0.243 | 3197 | 1701 | Distributed from 923 Generation And Fuel | 2014 |  | CISO | Southern California Edison Co | 34.435 | -117.3781 | California | 0 | 0 | 0 | 0 | 0 | 1.5 | 0 | 0 | 0 | 0 | 0
2760 | CA | High Desert Power Plant | 55518 | CTG1 | 0 | OP | CT | NG | 173 | 0.461 | 698651 | 282487 | EIA-923 Generator File | 2003 |  | CISO | Southern California Edison Co | 34.5953 | -117.3647 | California | 173 | 0 | 0 | 0 | 0 | 0 | 0 | 0 | 0 | 0 | 0
2761 | CA | High Desert Power Plant | 55518 | CTG2 | 0 | OP | CT | NG | 173 | 0.42 | 637221 | 331865 | EIA-923 Generator File | 2003 |  | CISO | Southern California Edison Co | 34.5953 | -117.3647 | California | 173 | 0 | 0 | 0 | 0 | 0 | 0 | 0 | 0 | 0 | 0
2762 | CA | High Desert Power Plant | 55518 | CTG3 | 0 | OP | CT | NG | 173 | 0.423 | 641686 | 310947 | EIA-923 Generator File | 2003 |  | CISO | Southern California Edison Co | 34.5953 | -117.3647 | California | 173 | 0 | 0 | 0 | 0 | 0 | 0 | 0 | 0 | 0 | 0
2763 | CA | High Desert Power Plant | 55518 | STG1 | 3 | OP | CA | NG | 333 | 0.381 | 1112283 | 533856 | EIA-923 Generator File | 2003 |  | CISO | Southern California Edison Co | 34.5953 | -117.3647 | California | 333 | 0 | 0 | 0 | 0 | 0 | 0 | 0 | 0 | 0 | 0
2764 | CA | High Sierra Cogeneration Plant | 57977 | ENG1 | 0 | OP | IC | NG | 3 | 0.658 | 17300 | 8116.5 | Distributed from 923 Generation And Fuel | 2010 |  | CISO | Plumas-Sierra Rural Elec Coop | 40.4128 | -120.4774 | California | 0 | 3 | 0 | 0 | 0 | 0 | 0 | 0 | 0 | 0 | 0
2765 | CA | High Sierra Cogeneration Plant | 57977 | ENG2 | 0 | OP | IC | NG | 3 | 0.658 | 17300 | 8116.5 | Distributed from 923 Generation And Fuel | 2010 |  | CISO | Plumas-Sierra Rural Elec Coop | 40.4128 | -120.4774 | California | 0 | 3 | 0 | 0 | 0 | 0 | 0 | 0 | 0 | 0 | 0
2766 | CA | High Sierra Limited | 50495 | HS1 | 0 | OP | GT | NG | 24.9 | 0.024 | 5326.5 | 2499 | Distributed from 923 Generation And Fuel | 1989 |  | CISO | Pacific Gas & Electric Co | 35.509 | -119.0305 | California | 0 | 24.9 | 0 | 0 | 0 | 0 | 0 | 0 | 0 | 0 | 0
2767 | CA | High Sierra Limited | 50495 | HS2 | 0 | OP | GT | NG | 24.9 | 0.024 | 5326.5 | 2499 | Distributed from 923 Generation And Fuel | 1989 |  | CISO | Pacific Gas & Electric Co | 35.509 | -119.0305 | California | 0 | 24.9 | 0 | 0 | 0 | 0 | 0 | 0 | 0 | 0 | 0
2768 | CA | High Winds LLC | 56075 | 1 | 0 | OP | WT | WND | 145.8 | 0.221 | 282848.4 | 204436.8 | Distributed from 923 Generation And Fuel | 2003 |  | CISO | Pacific Gas & Electric Co | 38.1381 | -121.8053 | California | 0 | 0 | 0 | 0 | 145.8 | 0 | 0 | 0 | 0 | 0 | 0
2769 | CA | High Winds LLC | 56075 | 2 | 0 | OP | WT | WND | 16.2 | 0.221 | 31427.6 | 22715.2 | Distributed from 923 Generation And Fuel | 2003 |  | CISO | Pacific Gas & Electric Co | 38.1381 | -121.8053 | California | 0 | 0 | 0 | 0 | 16.2 | 0 | 0 | 0 | 0 | 0 | 0
2770 | CA | HL Power | 10777 | GEN1 | 1 | OP | ST | WDS | 36.2 | 0.371 | 117760 | 70569 | EIA-923 Generator File | 1989 |  | CISO | Lassen Municipal Utility District | 40.3683 | -120.2648 | California | 0 | 0 | 0 | 0 | 0 | 0 | 0 | 0 | 0 | 36.2 | 0
2771 | CA | Hoag Hospital Cogen Plant | 58223 | 1 | 0 | OP | IC | NG | 1.5 | 0 | 0 | 0 | Distributed from 923 Generation And Fuel | 2006 |  | CISO | Southern California Edison Co | 33.6228 | -117.9364 | California | 0 | 1.5 | 0 | 0 | 0 | 0 | 0 | 0 | 0 | 0 | 0
2772 | CA | Hoag Hospital Cogen Plant | 58223 | 2 | 0 | OP | IC | NG | 1.5 | 0 | 0 | 0 | Distributed from 923 Generation And Fuel | 2006 |  | CISO | Southern California Edison Co | 33.6228 | -117.9364 | California | 0 | 1.5 | 0 | 0 | 0 | 0 | 0 | 0 | 0 | 0 | 0
2773 | CA | Hoag Hospital Cogen Plant | 58223 | 3 | 0 | OP | IC | NG | 1.5 | 0 | 0 | 0 | Distributed from 923 Generation And Fuel | 2006 |  | CISO | Southern California Edison Co | 33.6228 | -117.9364 | California | 0 | 1.5 | 0 | 0 | 0 | 0 | 0 | 0 | 0 | 0 | 0
2775 | CA | Honda Torrance | 58300 | HON | 0 | OP | FC | NG | 1.1 | 0.722 | 6958 | 3264 | Distributed from 923 Generation And Fuel | 2012 |  | CISO | Southern California Edison Co | 33.8381 | -118.315 | California | 0 | 1.1 | 0 | 0 | 0 | 0 | 0 | 0 | 0 | 0 | 0
2776 | CA | Horn | 58452 | 1 | 0 | OP | PV | SUN | 1.5 | 0.335 | 4406 | 2344 | Distributed from 923 Generation And Fuel | 2013 |  | CISO | Southern California Edison Co | 34.7089 | -118.2742 | California | 0 | 0 | 0 | 0 | 0 | 1.5 | 0 | 0 | 0 | 0 | 0
2777 | CA | Houweling Nurseries | 58432 | COG1 | 0 | OP | IC | NG | 4.4 | 0.613 | 23621 | 11081.667 | Distributed from 923 Generation And Fuel | 2012 |  | CISO | Southern California Edison Co | 34.1797 | -119.0831 | California | 0 | 4.4 | 0 | 0 | 0 | 0 | 0 | 0 | 0 | 0 | 0
2778 | CA | Houweling Nurseries | 58432 | COG2 | 0 | OP | IC | NG | 4.4 | 0.613 | 23621 | 11081.667 | Distributed from 923 Generation And Fuel | 2012 |  | CISO | Southern California Edison Co | 34.1797 | -119.0831 | California | 0 | 4.4 | 0 | 0 | 0 | 0 | 0 | 0 | 0 | 0 | 0
2779 | CA | Houweling Nurseries | 58432 | COG3 | 0 | OP | IC | NG | 4.4 | 0.613 | 23621 | 11081.667 | Distributed from 923 Generation And Fuel | 2013 |  | CISO | Southern California Edison Co | 34.1797 | -119.0831 | California | 0 | 4.4 | 0 | 0 | 0 | 0 | 0 | 0 | 0 | 0 | 0
2781 | CA | Humboldt Bay | 246 | IC1 | 0 | OP | IC | NG | 16.7 | 0.251 | 36674.4 | 16483.2 | Distributed from 923 Generation And Fuel | 2010 |  | CISO | Pacific Gas & Electric Co | 40.7415 | -124.2103 | California | 0 | 16.7 | 0 | 0 | 0 | 0 | 0 | 0 | 0 | 0 | 0
2782 | CA | Humboldt Bay | 246 | IC10 | 0 | OP | IC | NG | 16.7 | 0.251 | 36674.4 | 16483.2 | Distributed from 923 Generation And Fuel | 2010 |  | CISO | Pacific Gas & Electric Co | 40.7415 | -124.2103 | California | 0 | 16.7 | 0 | 0 | 0 | 0 | 0 | 0 | 0 | 0 | 0
2783 | CA | Humboldt Bay | 246 | IC2 | 0 | OP | IC | NG | 16.7 | 0.251 | 36674.4 | 16483.2 | Distributed from 923 Generation And Fuel | 2010 |  | CISO | Pacific Gas & Electric Co | 40.7415 | -124.2103 | California | 0 | 16.7 | 0 | 0 | 0 | 0 | 0 | 0 | 0 | 0 | 0
2784 | CA | Humboldt Bay | 246 | IC3 | 0 | OP | IC | NG | 16.7 | 0.251 | 36674.4 | 16483.2 | Distributed from 923 Generation And Fuel | 2011 |  | CISO | Pacific Gas & Electric Co | 40.7415 | -124.2103 | California | 0 | 16.7 | 0 | 0 | 0 | 0 | 0 | 0 | 0 | 0 | 0
2785 | CA | Humboldt Bay | 246 | IC4 | 0 | OP | IC | NG | 16.7 | 0.251 | 36674.4 | 16483.2 | Distributed from 923 Generation And Fuel | 2010 |  | CISO | Pacific Gas & Electric Co | 40.7415 | -124.2103 | California | 0 | 16.7 | 0 | 0 | 0 | 0 | 0 | 0 | 0 | 0 | 0
2786 | CA | Humboldt Bay | 246 | IC5 | 0 | OP | IC | NG | 16.7 | 0.251 | 36674.4 | 16483.2 | Distributed from 923 Generation And Fuel | 2010 |  | CISO | Pacific Gas & Electric Co | 40.7415 | -124.2103 | California | 0 | 16.7 | 0 | 0 | 0 | 0 | 0 | 0 | 0 | 0 | 0
2787 | CA | Humboldt Bay | 246 | IC6 | 0 | OP | IC | NG | 16.7 | 0.251 | 36674.4 | 16483.2 | Distributed from 923 Generation And Fuel | 2010 |  | CISO | Pacific Gas & Electric Co | 40.7415 | -124.2103 | California | 0 | 16.7 | 0 | 0 | 0 | 0 | 0 | 0 | 0 | 0 | 0
2788 | CA | Humboldt Bay | 246 | IC7 | 0 | OP | IC | NG | 16.7 | 0.251 | 36674.4 | 16483.2 | Distributed from 923 Generation And Fuel | 2010 |  | CISO | Pacific Gas & Electric Co | 40.7415 | -124.2103 | California | 0 | 16.7 | 0 | 0 | 0 | 0 | 0 | 0 | 0 | 0 | 0
2789 | CA | Humboldt Bay | 246 | IC8 | 0 | OP | IC | NG | 16.7 | 0.251 | 36674.4 | 16483.2 | Distributed from 923 Generation And Fuel | 2010 |  | CISO | Pacific Gas & Electric Co | 40.7415 | -124.2103 | California | 0 | 16.7 | 0 | 0 | 0 | 0 | 0 | 0 | 0 | 0 | 0
2790 | CA | Humboldt Bay | 246 | IC9 | 0 | OP | IC | NG | 16.7 | 0.251 | 36674.4 | 16483.2 | Distributed from 923 Generation And Fuel | 2010 |  | CISO | Pacific Gas & Electric Co | 40.7415 | -124.2103 | California | 0 | 16.7 | 0 | 0 | 0 | 0 | 0 | 0 | 0 | 0 | 0
2797 | CA | Huron Solar Station | 57523 | 1 | 0 | OP | PV | SUN | 20 | 0.243 | 42504 | 22612 | Distributed from 923 Generation And Fuel | 2012 |  | CISO | Pacific Gas & Electric Co | 36.1814 | -120.0306 | California | 0 | 0 | 0 | 0 | 0 | 20 | 0 | 0 | 0 | 0 | 0
2801 | CA | IKEA Tejon 345 | 58028 | PV | 0 | OP | PV | SUN | 1.5 | 0.225 | 2951 | 1570 | Distributed from 923 Generation And Fuel | 2011 |  | CISO | Pacific Gas & Electric Co | 34.9753 | -118.9469 | California | 0 | 0 | 0 | 0 | 0 | 1.5 | 0 | 0 | 0 | 0 | 0
2802 | CA | Imperial Solar Energy Center South | 57490 | 56819 | 0 | OP | PV | SUN | 128.9 | 0.261 | 294191 | 142191 | Distributed from 923 Generation And Fuel | 2013 |  | CISO | San Diego Gas & Electric Co | 32.6633 | -115.6583 | California | 0 | 0 | 0 | 0 | 0 | 128.9 | 0 | 0 | 0 | 0 | 0
2803 | CA | Imperial Solar Energy Center West | 57491 | 56819 | 0 | OP | PV | SUN | 148.7 | 0.242 | 315255 | 212864 | Distributed from 923 Generation And Fuel | 2016 |  | CISO | San Diego Gas & Electric Co | 32.7722 | -115.7793 | California | 0 | 0 | 0 | 0 | 0 | 148.7 | 0 | 0 | 0 | 0 | 0
2806 | CA | Imperial Valley Solar, LLC | 56917 | 1 | 0 | OP | PV | SUN | 101 | 0.306 | 271080.665 | 143053.187 | Distributed from 923 Generation And Fuel | 2013 |  | CISO | San Diego Gas & Electric Co | 32.6711 | -115.5873 | California | 0 | 0 | 0 | 0 | 0 | 101 | 0 | 0 | 0 | 0 | 0
2807 | CA | Imperial Valley Solar, LLC | 56917 | 1A | 0 | OP | PV | SUN | 64.6 | 0.306 | 173384.267 | 91497.385 | Distributed from 923 Generation And Fuel | 2013 |  | CISO | San Diego Gas & Electric Co | 32.6711 | -115.5873 | California | 0 | 0 | 0 | 0 | 0 | 64.6 | 0 | 0 | 0 | 0 | 0
2808 | CA | Imperial Valley Solar, LLC | 56917 | 1B | 0 | OP | PV | SUN | 34.3 | 0.306 | 92060.068 | 48581.429 | Distributed from 923 Generation And Fuel | 2014 |  | CISO | San Diego Gas & Electric Co | 32.6711 | -115.5873 | California | 0 | 0 | 0 | 0 | 0 | 34.3 | 0 | 0 | 0 | 0 | 0
2810 | CA | Improvement Dst No. 4 | 57895 | ID4 | 0 | OP | PV | SUN | 1.1 | 0.156 | 1502 | 799 | Distributed from 923 Generation And Fuel | 2009 |  | CISO | Pacific Gas & Electric Co | 35.4028 | -119.0386 | California | 0 | 0 | 0 | 0 | 0 | 1.1 | 0 | 0 | 0 | 0 | 0
2814 | CA | Indigo Energy Facility | 55541 | CTG1 | 0 | OP | GT | NG | 49.9 | 0.026 | 11488 | 5389.667 | Distributed from 923 Generation And Fuel | 2001 |  | CISO | Southern California Edison Co | 33.9109 | -116.553 | California | 0 | 49.9 | 0 | 0 | 0 | 0 | 0 | 0 | 0 | 0 | 0
2815 | CA | Indigo Energy Facility | 55541 | CTG2 | 0 | OP | GT | NG | 49.9 | 0.026 | 11488 | 5389.667 | Distributed from 923 Generation And Fuel | 2001 |  | CISO | Southern California Edison Co | 33.9109 | -116.553 | California | 0 | 49.9 | 0 | 0 | 0 | 0 | 0 | 0 | 0 | 0 | 0
2816 | CA | Indigo Energy Facility | 55541 | CTG3 | 0 | OP | GT | NG | 49.9 | 0.026 | 11488 | 5389.667 | Distributed from 923 Generation And Fuel | 2001 |  | CISO | Southern California Edison Co | 33.9109 | -116.553 | California | 0 | 49.9 | 0 | 0 | 0 | 0 | 0 | 0 | 0 | 0 | 0
2817 | CA | Industry MetroLink PV 1 | 57860 | 1 | 0 | OP | PV | SUN | 1.5 | 0.218 | 2867 | 1525 | Distributed from 923 Generation And Fuel | 2012 |  | CISO | Southern California Edison Co | 34.0087 | -117.8456 | California | 0 | 0 | 0 | 0 | 0 | 1.5 | 0 | 0 | 0 | 0 | 0
2818 | CA | Industry Solar Power Generation Station 1 LLC | 58609 | ISP1 | 0 | OP | PV | SUN | 1.5 | 0.338 | 4437 | 2360 | Distributed from 923 Generation And Fuel | 2013 |  | CISO | Southern California Edison Co | 34.5531 | -117.4569 | California | 0 | 0 | 0 | 0 | 0 | 1.5 | 0 | 0 | 0 | 0 | 0
2819 | CA | Ingredion Stockton | 52115 | GEN1 | 0 | OP | GT | NG | 2.8 | 0.864 | 21188 | 9940 | Distributed from 923 Generation And Fuel | 1984 |  | CISO | Pacific Gas & Electric Co | 37.9128 | -121.2614 | California | 0 | 2.8 | 0 | 0 | 0 | 0 | 0 | 0 | 0 | 0 | 0
2821 | CA | Inland Empire Energy Center | 55853 | 1 | 1 | OP | CS | NG | 409.5 | 0.089 | 320198 | 320198 | EIA-923 Generator File | 2009 |  | CISO | Southern California Edison Co | 33.7388 | -117.1704 | California | 0 | 409.5 | 0 | 0 | 0 | 0 | 0 | 0 | 0 | 0 | 0
2822 | CA | Inland Empire Energy Center | 55853 | 2 | 1 | OP | CS | NG | 409.5 | 0.018 | 63670 | 63670 | EIA-923 Generator File | 2010 |  | CISO | Southern California Edison Co | 33.7388 | -117.1704 | California | 0 | 409.5 | 0 | 0 | 0 | 0 | 0 | 0 | 0 | 0 | 0
2823 | CA | Inskip | 248 | 1 | 0 | OP | HY | WAT | 7.6 | 0.283 | 18808 | 9826 | Distributed from 923 Generation And Fuel | 1979 |  | CISO | Pacific Gas & Electric Co | 40.401 | -121.9655 | California | 0 | 0 | 0 | 0 | 0 | 0 | 0 | 7.6 | 0 | 0 | 0
2827 | CA | Intel Folsom Phase 3 | 61152 | PV1 | 0 | OP | PV | SUN | 5.2 | 0.034 | 1535 | 989 | Distributed from 923 Generation And Fuel | 2016 |  | CISO | Sacramento Municipal Util Dist | 38.646 | -121.1626 | California | 0 | 0 | 0 | 0 | 0 | 5.2 | 0 | 0 | 0 | 0 | 0
2828 | CA | Intel Santa Clara | 60224 | NTL00 | 0 | OP | FC | NG | 1.1 | 0.815 | 7853 | 3684 | Distributed from 923 Generation And Fuel | 2015 |  | CISO | Pacific Gas & Electric Co | 37.3847 | -121.9638 | California | 0 | 1.1 | 0 | 0 | 0 | 0 | 0 | 0 | 0 | 0 | 0
2829 | CA | Iron Gate | 297 | 1 | 0 | OP | HY | WAT | 18 | 0.639 | 100752 | 52637 | Distributed from 923 Generation And Fuel | 1962 |  | PACW | PacifiCorp | 41.933 | -122.4368 | California | 0 | 0 | 0 | 0 | 0 | 0 | 0 | 18 | 0 | 0 | 0
2830 | CA | Ironwood Solar LLC | 58513 | 937 | 0 | OP | PV | SUN | 4 | 0.246 | 8629 | 4591 | Distributed from 923 Generation And Fuel | 2012 |  | CISO | Southern California Edison Co | 33.565 | -114.9181 | California | 0 | 0 | 0 | 0 | 0 | 4 | 0 | 0 | 0 | 0 | 0
2831 | CA | Isabella Hydro Project | 10139 | GEN1 | 0 | OP | HY | WAT | 5.9 | 0.073 | 3749 | 1958.5 | Distributed from 923 Generation And Fuel | 1990 |  | CISO | Southern California Edison Co | 35.6439 | -118.4822 | California | 0 | 0 | 0 | 0 | 0 | 0 | 0 | 5.9 | 0 | 0 | 0
2832 | CA | Isabella Hydro Project | 10139 | GEN2 | 0 | OP | HY | WAT | 5.9 | 0.073 | 3749 | 1958.5 | Distributed from 923 Generation And Fuel | 1990 |  | CISO | Southern California Edison Co | 35.6439 | -118.4822 | California | 0 | 0 | 0 | 0 | 0 | 0 | 0 | 5.9 | 0 | 0 | 0
2833 | CA | ISH Solar Hospital Downey | 57841 | 1 | 0 | OP | PV | SUN | 1.1 | 0.168 | 1616 | 860 | Distributed from 923 Generation And Fuel | 2011 |  | CISO | Southern California Edison Co | 33.9217 | -118.1244 | California | 0 | 0 | 0 | 0 | 0 | 1.1 | 0 | 0 | 0 | 0 | 0
2834 | CA | ISH Solar Hospital SDMC | 57840 | 1 | 0 | OP | PV | SUN | 1.1 | 0.169 | 1629 | 867 | Distributed from 923 Generation And Fuel | 2011 |  | CISO | San Diego Gas & Electric Co | 32.7917 | -117.0953 | California | 0 | 0 | 0 | 0 | 0 | 1.1 | 0 | 0 | 0 | 0 | 0
2835 | CA | Ivanhoe Solar | 58307 | 1 | 0 | OP | PV | SUN | 1.5 | 0.223 | 2929.286 | 1558.286 | Distributed from 923 Generation And Fuel | 2014 |  | CISO | Southern California Edison Co | 36.3875 | -119.255 | California | 0 | 0 | 0 | 0 | 0 | 1.5 | 0 | 0 | 0 | 0 | 0
2836 | CA | Ivanhoe Solar | 58307 | 2 | 0 | OP | PV | SUN | 0.5 | 0.223 | 976.429 | 519.429 | Distributed from 923 Generation And Fuel | 2014 |  | CISO | Southern California Edison Co | 36.3875 | -119.255 | California | 0 | 0 | 0 | 0 | 0 | 0.5 | 0 | 0 | 0 | 0 | 0
2837 | CA | Ivanhoe Solar | 58307 | 3 | 0 | OP | PV | SUN | 1.5 | 0.223 | 2929.286 | 1558.286 | Distributed from 923 Generation And Fuel | 2014 |  | CISO | Southern California Edison Co | 36.3875 | -119.255 | California | 0 | 0 | 0 | 0 | 0 | 1.5 | 0 | 0 | 0 | 0 | 0
2838 | CA | Ivanpah 1 | 57074 | ST1 | 1 | OP | ST | SUN | 133 | 0.01 | 255655 | 141940 | Data from EIA-923 Generator File overwritten with distributed data from EIA-923 Generation and Fuel | 2013 |  | CISO | Southern California Edison Co | 35.5331 | -115.4525 | California | 0 | 0 | 0 | 0 | 0 | 0 | 133 | 0 | 0 | 0 | 0
2839 | CA | Ivanpah 2 | 57073 | ST1 | 1 | OP | ST | SUN | 133.4 | 0.008 | 199682 | 93944 | Data from EIA-923 Generator File overwritten with distributed data from EIA-923 Generation and Fuel | 2013 |  | CISO | Southern California Edison Co | 35.5561 | -115.4686 | California | 0 | 0 | 0 | 0 | 0 | 0 | 133.4 | 0 | 0 | 0 | 0
2840 | CA | Ivanpah 3 | 57075 | ST1 | 1 | OP | ST | SUN | 133.4 | 0.009 | 247702 | 119968 | Data from EIA-923 Generator File overwritten with distributed data from EIA-923 Generation and Fuel | 2013 |  | CISO | Southern California Edison Co | 35.5808 | -115.4825 | California | 0 | 0 | 0 | 0 | 0 | 0 | 133.4 | 0 | 0 | 0 | 0
2841 | CA | J S Eastwood | 104 | 1 | 0 | OP | PS | WAT | 199.8 | 0.136 | 238699 | 190348 | Distributed from 923 Generation And Fuel | 1987 |  | CISO | Southern California Edison Co | 37.1479 | -119.2567 | California | 0 | 0 | 0 | 0 | 0 | 0 | 0 | 199.8 | 0 | 0 | 0
2842 | CA | J&A-Santa Maria II LLC | 57101 | 1 | 0 | OP | IC | LFG | 1.4 | 0.645 | 7905 | 3366 | Distributed from 923 Generation And Fuel | 2010 |  | CISO | Pacific Gas & Electric Co | 34.9494 | -120.3803 | California | 0 | 0 | 0 | 0 | 0 | 0 | 0 | 0 | 0 | 1.4 | 0
2843 | CA | J.R. Simplot Company | 58216 | 1 | 0 | OP | ST | WH | 4 | 0.307 | 10759 | 4781 | Distributed from 923 Generation And Fuel | 1993 |  | CISO | Pacific Gas & Electric Co | 37.8069 | -121.2775 | California | 0 | 0 | 0 | 0 | 0 | 0 | 0 | 0 | 0 | 4 | 0
2845 | CA | James B Black | 249 | 1 | 0 | OP | HY | WAT | 85.1 | 0.398 | 296418.543 | 101438.594 | Distributed from 923 Generation And Fuel | 1966 |  | CISO | Pacific Gas & Electric Co | 40.9923 | -121.9752 | California | 0 | 0 | 0 | 0 | 0 | 0 | 0 | 85.1 | 0 | 0 | 0
2846 | CA | James B Black | 249 | 2 | 0 | OP | HY | WAT | 83.5 | 0.398 | 290845.457 | 99531.406 | Distributed from 923 Generation And Fuel | 1965 |  | CISO | Pacific Gas & Electric Co | 40.9923 | -121.9752 | California | 0 | 0 | 0 | 0 | 0 | 0 | 0 | 83.5 | 0 | 0 | 0
2853 | CA | Juniper Networks Sunnyvale | 58301 | JPR | 0 | OP | FC | NG | 1.1 | 0.701 | 6751 | 3167 | Distributed from 923 Generation And Fuel | 2012 |  | CISO | Pacific Gas & Electric Co | 37.4069 | -122.0269 | California | 0 | 1.1 | 0 | 0 | 0 | 0 | 0 | 0 | 0 | 0 | 0
2854 | CA | Kaiser Downey | 58128 | KRSO1 | 0 | OP | FC | LFG | 0.2 | 0 | 0.8 | 0.4 | Distributed from 923 Generation And Fuel | 2012 |  | CISO | Southern California Edison Co | 33.9192 | -118.1286 | California | 0 | 0 | 0 | 0 | 0 | 0 | 0 | 0 | 0 | 0.2 | 0
2855 | CA | Kaiser Downey | 58128 | KRSO2 | 0 | OP | FC | LFG | 0.2 | 0 | 0.8 | 0.4 | Distributed from 923 Generation And Fuel | 2012 |  | CISO | Southern California Edison Co | 33.9192 | -118.1286 | California | 0 | 0 | 0 | 0 | 0 | 0 | 0 | 0 | 0 | 0.2 | 0
2856 | CA | Kaiser Downey | 58128 | KRSO3 | 0 | OP | FC | LFG | 0.2 | 0 | 0.8 | 0.4 | Distributed from 923 Generation And Fuel | 2012 |  | CISO | Southern California Edison Co | 33.9192 | -118.1286 | California | 0 | 0 | 0 | 0 | 0 | 0 | 0 | 0 | 0 | 0.2 | 0
2857 | CA | Kaiser Downey | 58128 | KRSO4 | 0 | OP | FC | LFG | 0.2 | 0 | 0.8 | 0.4 | Distributed from 923 Generation And Fuel | 2012 |  | CISO | Southern California Edison Co | 33.9192 | -118.1286 | California | 0 | 0 | 0 | 0 | 0 | 0 | 0 | 0 | 0 | 0.2 | 0
2858 | CA | Kaiser Downey | 58128 | KRSO5 | 0 | OP | FC | LFG | 0.2 | 0 | 0.8 | 0.4 | Distributed from 923 Generation And Fuel | 2012 |  | CISO | Southern California Edison Co | 33.9192 | -118.1286 | California | 0 | 0 | 0 | 0 | 0 | 0 | 0 | 0 | 0 | 0.2 | 0
2859 | CA | Kaiser Ontario | 58132 | KSRO1 | 0 | OP | FC | OBG | 0.2 | 0 | 0.8 | 0.4 | Distributed from 923 Generation And Fuel | 2012 |  | CISO | Southern California Edison Co | 34.0325 | -117.6089 | California | 0 | 0 | 0 | 0 | 0 | 0 | 0 | 0 | 0 | 0.2 | 0
2860 | CA | Kaiser Ontario | 58132 | KSRO2 | 0 | OP | FC | OBG | 0.2 | 0 | 0.8 | 0.4 | Distributed from 923 Generation And Fuel | 2012 |  | CISO | Southern California Edison Co | 34.0325 | -117.6089 | California | 0 | 0 | 0 | 0 | 0 | 0 | 0 | 0 | 0 | 0.2 | 0
2861 | CA | Kaiser Ontario | 58132 | KSRO3 | 0 | OP | FC | OBG | 0.2 | 0 | 0.8 | 0.4 | Distributed from 923 Generation And Fuel | 2012 |  | CISO | Southern California Edison Co | 34.0325 | -117.6089 | California | 0 | 0 | 0 | 0 | 0 | 0 | 0 | 0 | 0 | 0.2 | 0
2862 | CA | Kaiser Ontario | 58132 | KSRO4 | 0 | OP | FC | OBG | 0.2 | 0 | 0.8 | 0.4 | Distributed from 923 Generation And Fuel | 2012 |  | CISO | Southern California Edison Co | 34.0325 | -117.6089 | California | 0 | 0 | 0 | 0 | 0 | 0 | 0 | 0 | 0 | 0.2 | 0
2863 | CA | Kaiser Ontario | 58132 | KSRO5 | 0 | OP | FC | OBG | 0.2 | 0 | 0.8 | 0.4 | Distributed from 923 Generation And Fuel | 2012 |  | CISO | Southern California Edison Co | 34.0325 | -117.6089 | California | 0 | 0 | 0 | 0 | 0 | 0 | 0 | 0 | 0 | 0.2 | 0
2864 | CA | Kanaka | 54653 | KAN1 | 0 | OP | HY | WAT | 1.1 | 0.133 | 1277 | 667 | Distributed from 923 Generation And Fuel | 1988 |  | CISO | Pacific Gas & Electric Co | 39.5589 | -121.2961 | California | 0 | 0 | 0 | 0 | 0 | 0 | 0 | 1.1 | 0 | 0 | 0
2865 | CA | Karen Avenue Wind Farm | 10718 | WND | 0 | OP | WT | WND | 11.7 | 0.265 | 27156 | 14943 | Distributed from 923 Generation And Fuel | 1985 |  | CISO | Southern California Edison Co | 33.9219 | -116.5622 | California | 0 | 0 | 0 | 0 | 11.7 | 0 | 0 | 0 | 0 | 0 | 0
2866 | CA | Kaweah 1 | 337 | 1 | 0 | OP | HY | WAT | 2.3 | 0.346 | 6976 | 3645 | Distributed from 923 Generation And Fuel | 1929 |  | CISO | Southern California Edison Co | 36.4651 | -118.862 | California | 0 | 0 | 0 | 0 | 0 | 0 | 0 | 2.3 | 0 | 0 | 0
2867 | CA | Kaweah 2 | 336 | 2 | 0 | OP | HY | WAT | 1.8 | 0.364 | 5740 | 2999 | Distributed from 923 Generation And Fuel | 1929 |  | CISO | Southern California Edison Co | 36.4613 | -118.8799 | California | 0 | 0 | 0 | 0 | 0 | 0 | 0 | 1.8 | 0 | 0 | 0
2868 | CA | Kaweah 3 | 338 | 1 | 0 | OP | HY | WAT | 2.4 | 0.451 | 9489.5 | 4957.5 | Distributed from 923 Generation And Fuel | 1913 |  | CISO | Southern California Edison Co | 36.4861 | -118.8356 | California | 0 | 0 | 0 | 0 | 0 | 0 | 0 | 2.4 | 0 | 0 | 0
2869 | CA | Kaweah 3 | 338 | 2 | 0 | OP | HY | WAT | 2.4 | 0.451 | 9489.5 | 4957.5 | Distributed from 923 Generation And Fuel | 1913 |  | CISO | Southern California Edison Co | 36.4861 | -118.8356 | California | 0 | 0 | 0 | 0 | 0 | 0 | 0 | 2.4 | 0 | 0 | 0
2870 | CA | Kaweah Delta District Hospital | 10042 | KDHT1 | 0 | OP | GT | NG | 3.5 | 0.66 | 20233 | 9492 | Distributed from 923 Generation And Fuel | 2008 |  | CISO | Southern California Edison Co | 36.3275 | -119.2947 | California | 0 | 3.5 | 0 | 0 | 0 | 0 | 0 | 0 | 0 | 0 | 0
2877 | CA | Kekawaka Power House | 54654 | KEK1 | 0 | OP | HY | WAT | 4.9 | 0.292 | 12540 | 6551 | Distributed from 923 Generation And Fuel | 1989 |  | CISO | Pacific Gas & Electric Co | 40.0941 | -123.509 | California | 0 | 0 | 0 | 0 | 0 | 0 | 0 | 4.9 | 0 | 0 | 0
2878 | CA | Kellogg's - San Jose | 59280 | KLG00 | 0 | OP | FC | NG | 1.1 | 0.753 | 7256 | 3404 | Distributed from 923 Generation And Fuel | 2013 |  | CISO | Pacific Gas & Electric Co | 37.3564 | -121.8719 | California | 0 | 1.1 | 0 | 0 | 0 | 0 | 0 | 0 | 0 | 0 | 0
2879 | CA | Kelly Ridge | 418 | 1 | 0 | OP | HY | WAT | 10 | 0.846 | 74148 | 38738 | Distributed from 923 Generation And Fuel | 1963 |  | CISO | Pacific Gas & Electric Co | 39.5318 | -121.4912 | California | 0 | 0 | 0 | 0 | 0 | 0 | 0 | 10 | 0 | 0 | 0
2880 | CA | Kerckhoff | 250 | H1 | 0 | OP | HY | WAT | 11.3 | 0.227 | 22431.5 | 11719 | Distributed from 923 Generation And Fuel | 1920 |  | CISO | Pacific Gas & Electric Co | 37.0925 | -119.5528 | California | 0 | 0 | 0 | 0 | 0 | 0 | 0 | 11.3 | 0 | 0 | 0
2881 | CA | Kerckhoff | 250 | H3 | 0 | OP | HY | WAT | 11.3 | 0.227 | 22431.5 | 11719 | Distributed from 923 Generation And Fuel | 1920 |  | CISO | Pacific Gas & Electric Co | 37.0925 | -119.5528 | California | 0 | 0 | 0 | 0 | 0 | 0 | 0 | 11.3 | 0 | 0 | 0
2884 | CA | Kern Canyon | 7911 | 1 | 0 | OP | HY | WAT | 9.5 | 0.407 | 33870 | 17695 | Distributed from 923 Generation And Fuel | 1921 |  | CISO | Pacific Gas & Electric Co | 35.4407 | -118.7965 | California | 0 | 0 | 0 | 0 | 0 | 0 | 0 | 9.5 | 0 | 0 | 0
2885 | CA | Kern Front Limited | 50494 | KF1 | 0 | OP | GT | NG | 24.9 | 0.088 | 19281 | 9045.5 | Distributed from 923 Generation And Fuel | 1989 |  | CISO | Pacific Gas & Electric Co | 35.5165 | -119.0401 | California | 0 | 24.9 | 0 | 0 | 0 | 0 | 0 | 0 | 0 | 0 | 0
2886 | CA | Kern Front Limited | 50494 | KF2 | 0 | OP | GT | NG | 24.9 | 0.088 | 19281 | 9045.5 | Distributed from 923 Generation And Fuel | 1989 |  | CISO | Pacific Gas & Electric Co | 35.5165 | -119.0401 | California | 0 | 24.9 | 0 | 0 | 0 | 0 | 0 | 0 | 0 | 0 | 0
2887 | CA | Kern Oil & Refining Co | 58100 | 5900 | 0 | OP | GT | NG | 4.5 | 0.815 | 32124 | 15071 | Distributed from 923 Generation And Fuel | 2002 |  | CISO | Pacific Gas & Electric Co | 35.2956 | -118.9183 | California | 0 | 4.5 | 0 | 0 | 0 | 0 | 0 | 0 | 0 | 0 | 0
2888 | CA | Kern River 1 | 340 | 1 | 0 | OP | HY | WAT | 6.6 | 0.659 | 38092 | 19900.75 | Distributed from 923 Generation And Fuel | 1907 |  | CISO | Southern California Edison Co | 35.4603 | -118.7796 | California | 0 | 0 | 0 | 0 | 0 | 0 | 0 | 6.6 | 0 | 0 | 0
2889 | CA | Kern River 1 | 340 | 2 | 0 | OP | HY | WAT | 6.6 | 0.659 | 38092 | 19900.75 | Distributed from 923 Generation And Fuel | 1907 |  | CISO | Southern California Edison Co | 35.4603 | -118.7796 | California | 0 | 0 | 0 | 0 | 0 | 0 | 0 | 6.6 | 0 | 0 | 0
2890 | CA | Kern River 1 | 340 | 3 | 0 | OP | HY | WAT | 6.6 | 0.659 | 38092 | 19900.75 | Distributed from 923 Generation And Fuel | 1907 |  | CISO | Southern California Edison Co | 35.4603 | -118.7796 | California | 0 | 0 | 0 | 0 | 0 | 0 | 0 | 6.6 | 0 | 0 | 0
2891 | CA | Kern River 1 | 340 | 4 | 0 | OP | HY | WAT | 6.6 | 0.659 | 38092 | 19900.75 | Distributed from 923 Generation And Fuel | 1907 |  | CISO | Southern California Edison Co | 35.4603 | -118.7796 | California | 0 | 0 | 0 | 0 | 0 | 0 | 0 | 6.6 | 0 | 0 | 0
2892 | CA | Kern River 3 | 339 | 1 | 0 | OP | HY | WAT | 20.5 | 0.334 | 60061.933 | 31378.803 | Distributed from 923 Generation And Fuel | 1921 |  | CISO | Southern California Edison Co | 35.7762 | -118.4362 | California | 0 | 0 | 0 | 0 | 0 | 0 | 0 | 20.5 | 0 | 0 | 0
2893 | CA | Kern River 3 | 339 | 2 | 0 | OP | HY | WAT | 19.6 | 0.334 | 57425.067 | 30001.197 | Distributed from 923 Generation And Fuel | 1921 |  | CISO | Southern California Edison Co | 35.7762 | -118.4362 | California | 0 | 0 | 0 | 0 | 0 | 0 | 0 | 19.6 | 0 | 0 | 0
2894 | CA | Kern River Cogeneration | 10496 | GTAG | 0 | OP | GT | NG | 75 | 0.263 | 172930.5 | 74247 | Distributed from 923 Generation And Fuel | 1985 |  | CISO | Southern California Edison Co | 35.4515 | -118.9849 | California | 0 | 75 | 0 | 0 | 0 | 0 | 0 | 0 | 0 | 0 | 0
2895 | CA | Kern River Cogeneration | 10496 | GTBG | 0 | OP | GT | NG | 75 | 0.263 | 172930.5 | 74247 | Distributed from 923 Generation And Fuel | 1985 |  | CISO | Southern California Edison Co | 35.4515 | -118.9849 | California | 0 | 75 | 0 | 0 | 0 | 0 | 0 | 0 | 0 | 0 | 0
2896 | CA | Kern River Cogeneration | 10496 | GTCG | 0 | OP | GT | NG | 75 | 0.263 | 172930.5 | 74247 | Distributed from 923 Generation And Fuel | 1985 |  | CISO | Southern California Edison Co | 35.4515 | -118.9849 | California | 0 | 75 | 0 | 0 | 0 | 0 | 0 | 0 | 0 | 0 | 0
2897 | CA | Kern River Cogeneration | 10496 | GTDG | 0 | OP | GT | NG | 75 | 0.263 | 172930.5 | 74247 | Distributed from 923 Generation And Fuel | 1985 |  | CISO | Southern California Edison Co | 35.4515 | -118.9849 | California | 0 | 75 | 0 | 0 | 0 | 0 | 0 | 0 | 0 | 0 | 0
2898 | CA | Kern River Eastridge Cogen | 52107 | 101A | 0 | OP | GT | NG | 24.4 | 0.564 | 120471.5 | 56519 | Distributed from 923 Generation And Fuel | 1988 |  | CISO | Pacific Gas & Electric Co | 35.4406 | -118.9617 | California | 0 | 24.4 | 0 | 0 | 0 | 0 | 0 | 0 | 0 | 0 | 0
2899 | CA | Kern River Eastridge Cogen | 52107 | 101B | 0 | OP | GT | NG | 24.4 | 0.564 | 120471.5 | 56519 | Distributed from 923 Generation And Fuel | 1988 |  | CISO | Pacific Gas & Electric Co | 35.4406 | -118.9617 | California | 0 | 24.4 | 0 | 0 | 0 | 0 | 0 | 0 | 0 | 0 | 0
2908 | CA | Kettering Solar 1 | 59098 | PV1 | 0 | OP | PV | SUN | 1 | 0.239 | 2094 | 1114 | Distributed from 923 Generation And Fuel | 2014 |  | CISO | Southern California Edison Co | 34.7003 | -118.1236 | California | 0 | 0 | 0 | 0 | 0 | 1 | 0 | 0 | 0 | 0 | 0
2909 | CA | Kettering Solar 2 | 59099 | PV1 | 0 | OP | PV | SUN | 1 | 0.223 | 1956 | 1041 | Distributed from 923 Generation And Fuel | 2014 |  | CISO | Southern California Edison Co | 34.7003 | -118.1236 | California | 0 | 0 | 0 | 0 | 0 | 1 | 0 | 0 | 0 | 0 | 0
2911 | CA | Kettleman Solar -Centaurus | 59633 | KS | 0 | OP | PV | SUN | 20 | 0.32 | 55998 | 29791 | Distributed from 923 Generation And Fuel | 2015 |  | CISO | Pacific Gas & Electric Co | 36.0508 | -119.9475 | California | 0 | 0 | 0 | 0 | 0 | 20 | 0 | 0 | 0 | 0 | 0
2912 | CA | Kettleman Solar Project | 58510 | PV5 | 0 | OP | PV | SUN | 1 | 0.287 | 2513 | 1337 | Distributed from 923 Generation And Fuel | 2014 |  | CISO | Pacific Gas & Electric Co | 38.1214 | -121.1412 | California | 0 | 0 | 0 | 0 | 0 | 1 | 0 | 0 | 0 | 0 | 0
2916 | CA | Kilarc | 253 | 1 | 0 | OP | HY | WAT | 1.5 | 0.588 | 7731 | 4039 | Distributed from 923 Generation And Fuel | 1904 | 2019 | CISO | Pacific Gas & Electric Co | 40.6778 | -121.8733 | California | 0 | 0 | 0 | 0 | 0 | 0 | 0 | 1.5 | 0 | 0 | 0
2917 | CA | Kilarc | 253 | 2 | 0 | OP | HY | WAT | 1.5 | 0.588 | 7731 | 4039 | Distributed from 923 Generation And Fuel | 1904 | 2019 | CISO | Pacific Gas & Electric Co | 40.6778 | -121.8733 | California | 0 | 0 | 0 | 0 | 0 | 0 | 0 | 1.5 | 0 | 0 | 0
2918 | CA | King City Peaking | 55811 | CTG1 | 0 | OP | GT | NG | 47.3 | 0.011 | 4391 | 2060 | Distributed from 923 Generation And Fuel | 2002 |  | CISO | Pacific Gas & Electric Co | 36.2248 | -121.1246 | California | 0 | 47.3 | 0 | 0 | 0 | 0 | 0 | 0 | 0 | 0 | 0
2919 | CA | King City Power Plant | 10294 | GTG | 0 | OP | CT | NG | 90.8 | 0.372 | 296089 | 124611 | EIA-923 Generator File | 1989 |  | CISO | Pacific Gas & Electric Co | 36.225 | -121.1278 | California | 90.8 | 0 | 0 | 0 | 0 | 0 | 0 | 0 | 0 | 0 | 0
2920 | CA | King City Power Plant | 10294 | STG | 1 | OP | CA | NG | 42.4 | 0.331 | 123099 | 52277 | EIA-923 Generator File | 1989 |  | CISO | Pacific Gas & Electric Co | 36.225 | -121.1278 | California | 42.4 | 0 | 0 | 0 | 0 | 0 | 0 | 0 | 0 | 0 | 0
2921 | CA | Kingbird A Solar LLC | 59868 | GEN01 | 0 | OP | PV | SUN | 20 | 0.24 | 42079 | 27116 | Distributed from 923 Generation And Fuel | 2016 |  | CISO | Southern California Edison Co | 34.819 | -118.432 | California | 0 | 0 | 0 | 0 | 0 | 20 | 0 | 0 | 0 | 0 | 0
2922 | CA | Kingbird B Solar, LLC | 60091 | GEN01 | 0 | OP | PV | SUN | 20 | 0.226 | 39681 | 25571 | Distributed from 923 Generation And Fuel | 2016 |  | CISO | Southern California Edison Co | 34.8242 | -118.4385 | California | 0 | 0 | 0 | 0 | 0 | 20 | 0 | 0 | 0 | 0 | 0
2923 | CA | Kings Beach | 6518 | KB1 | 0 | OP | IC | DFO | 2.5 | 0.002 | 37.5 | 26.833 | Distributed from 923 Generation And Fuel | 2008 |  | NEVP | Liberty Utilities | 39.2458 | -120.0272 | California | 0 | 0 | 0 | 2.5 | 0 | 0 | 0 | 0 | 0 | 0 | 0
2924 | CA | Kings Beach | 6518 | KB2 | 0 | OP | IC | DFO | 2.5 | 0.002 | 37.5 | 26.833 | Distributed from 923 Generation And Fuel | 2008 |  | NEVP | Liberty Utilities | 39.2458 | -120.0272 | California | 0 | 0 | 0 | 2.5 | 0 | 0 | 0 | 0 | 0 | 0 | 0
2925 | CA | Kings Beach | 6518 | KB3 | 0 | OP | IC | DFO | 2.5 | 0.002 | 37.5 | 26.833 | Distributed from 923 Generation And Fuel | 2008 |  | NEVP | Liberty Utilities | 39.2458 | -120.0272 | California | 0 | 0 | 0 | 2.5 | 0 | 0 | 0 | 0 | 0 | 0 | 0
2926 | CA | Kings Beach | 6518 | KB4 | 0 | OP | IC | DFO | 2.5 | 0.002 | 37.5 | 26.833 | Distributed from 923 Generation And Fuel | 2008 |  | NEVP | Liberty Utilities | 39.2458 | -120.0272 | California | 0 | 0 | 0 | 2.5 | 0 | 0 | 0 | 0 | 0 | 0 | 0
2927 | CA | Kings Beach | 6518 | KB5 | 0 | OP | IC | DFO | 2.5 | 0.002 | 37.5 | 26.833 | Distributed from 923 Generation And Fuel | 2008 |  | NEVP | Liberty Utilities | 39.2458 | -120.0272 | California | 0 | 0 | 0 | 2.5 | 0 | 0 | 0 | 0 | 0 | 0 | 0
2928 | CA | Kings Beach | 6518 | KB6 | 0 | OP | IC | DFO | 2.5 | 0.002 | 37.5 | 26.833 | Distributed from 923 Generation And Fuel | 2008 |  | NEVP | Liberty Utilities | 39.2458 | -120.0272 | California | 0 | 0 | 0 | 2.5 | 0 | 0 | 0 | 0 | 0 | 0 | 0
2935 | CA | Kings River PH | 254 | H1 | 0 | OP | HY | WAT | 48.6 | 0.294 | 125119 | 65367 | Distributed from 923 Generation And Fuel | 1962 |  | CISO | Pacific Gas & Electric Co | 36.8882 | -119.1588 | California | 0 | 0 | 0 | 0 | 0 | 0 | 0 | 48.6 | 0 | 0 | 0
2936 | CA | Kingsburg Cogen | 10405 | GEN1 | 0 | OP | CT | NG | 23.1 | 0.094 | 18925 | 16805 | EIA-923 Generator File | 1990 |  | CISO | Pacific Gas & Electric Co | 36.5397 | -119.5794 | California | 23.1 | 0 | 0 | 0 | 0 | 0 | 0 | 0 | 0 | 0 | 0
2937 | CA | Kingsburg Cogen | 10405 | GEN2 | 1 | OP | CA | NG | 13.1 | 0.061 | 7050 | 6370 | EIA-923 Generator File | 1990 |  | CISO | Pacific Gas & Electric Co | 36.5397 | -119.5794 | California | 13.1 | 0 | 0 | 0 | 0 | 0 | 0 | 0 | 0 | 0 | 0
2938 | CA | Kingsburg Solar | 58304 | 1 | 0 | OP | PV | SUN | 1.5 | 0.232 | 3046.622 | 1620.811 | Distributed from 923 Generation And Fuel | 2013 |  | CISO | Pacific Gas & Electric Co | 36.5053 | -119.5403 | California | 0 | 0 | 0 | 0 | 0 | 1.5 | 0 | 0 | 0 | 0 | 0
2939 | CA | Kingsburg Solar | 58304 | 2 | 0 | OP | PV | SUN | 1.5 | 0.232 | 3046.622 | 1620.811 | Distributed from 923 Generation And Fuel | 2013 |  | CISO | Pacific Gas & Electric Co | 36.5053 | -119.5403 | California | 0 | 0 | 0 | 0 | 0 | 1.5 | 0 | 0 | 0 | 0 | 0
2940 | CA | Kingsburg Solar | 58304 | 3 | 0 | OP | PV | SUN | 0.7 | 0.232 | 1421.757 | 756.378 | Distributed from 923 Generation And Fuel | 2013 |  | CISO | Pacific Gas & Electric Co | 36.5053 | -119.5403 | California | 0 | 0 | 0 | 0 | 0 | 0.7 | 0 | 0 | 0 | 0 | 0
2941 | CA | Kohls San Bernardino Solar Facility | 57009 | 1 | 0 | OP | PV | SUN | 1 | 0.098 | 859 | 457 | Distributed from 923 Generation And Fuel | 2007 |  | CISO | Southern California Edison Co | 34.0947 | -117.2668 | California | 0 | 0 | 0 | 0 | 0 | 1 | 0 | 0 | 0 | 0 | 0
2942 | CA | Kumeyaay Wind | 56295 | 1 | 0 | OP | WT | WND | 50 | 0.326 | 142816 | 50678 | Distributed from 923 Generation And Fuel | 2005 |  | CISO | San Diego Gas & Electric Co | 32.7056 | -116.3425 | California | 0 | 0 | 0 | 0 | 50 | 0 | 0 | 0 | 0 | 0 | 0
2943 | CA | Kyocera America Project | 10720 | 287 | 0 | OP | IC | NG | 1.7 | 0.236 | 3510.053 | 1646.763 | Distributed from 923 Generation And Fuel | 2012 |  | CISO | San Diego Gas & Electric Co | 32.8197 | -117.1405 | California | 0 | 1.7 | 0 | 0 | 0 | 0 | 0 | 0 | 0 | 0 | 0
2944 | CA | Kyocera America Project | 10720 | 333 | 0 | OP | IC | NG | 2.1 | 0.236 | 4335.947 | 2034.237 | Distributed from 923 Generation And Fuel | 2012 |  | CISO | San Diego Gas & Electric Co | 32.8197 | -117.1405 | California | 0 | 2.1 | 0 | 0 | 0 | 0 | 0 | 0 | 0 | 0 | 0
2945 | CA | L-8 Solar Project | 57836 | TSM | 0 | OP | PV | SUN | 1.5 | 0.166 | 2175 | 1157 | Distributed from 923 Generation And Fuel | 2012 |  | CISO | Southern California Edison Co | 34.6543 | -117.9731 | California | 0 | 0 | 0 | 0 | 0 | 1.5 | 0 | 0 | 0 | 0 | 0
2948 | CA | La Joya Del Sol | 58118 | JDS1 | 0 | OP | PV | SUN | 1.5 | 0.238 | 3130 | 1665 | Distributed from 923 Generation And Fuel | 2012 |  | CISO | Pacific Gas & Electric Co | 36.6786 | -119.7975 | California | 0 | 0 | 0 | 0 | 0 | 1.5 | 0 | 0 | 0 | 0 | 0
2949 | CA | La Paloma Generating LLC | 55151 | GEN1 | 1 | OP | CS | NG | 300 | 0.436 | 1147014 | 574324 | EIA-923 Generator File | 2003 |  | CISO | Pacific Gas & Electric Co | 35.2956 | -119.5919 | California | 0 | 300 | 0 | 0 | 0 | 0 | 0 | 0 | 0 | 0 | 0
2950 | CA | La Paloma Generating LLC | 55151 | GEN2 | 1 | OP | CS | NG | 300 | 0.432 | 1136574 | 557467 | EIA-923 Generator File | 2003 |  | CISO | Pacific Gas & Electric Co | 35.2956 | -119.5919 | California | 0 | 300 | 0 | 0 | 0 | 0 | 0 | 0 | 0 | 0 | 0
2951 | CA | La Paloma Generating LLC | 55151 | GEN3 | 1 | OP | CS | NG | 300 | 0.444 | 1166429 | 571385 | EIA-923 Generator File | 2003 |  | CISO | Pacific Gas & Electric Co | 35.2956 | -119.5919 | California | 0 | 300 | 0 | 0 | 0 | 0 | 0 | 0 | 0 | 0 | 0
2952 | CA | La Paloma Generating LLC | 55151 | GEN4 | 1 | OP | CS | NG | 300 | 0.299 | 786155 | 363274 | EIA-923 Generator File | 2003 |  | CISO | Pacific Gas & Electric Co | 35.2956 | -119.5919 | California | 0 | 300 | 0 | 0 | 0 | 0 | 0 | 0 | 0 | 0 | 0
2953 | CA | Lake Hodges Hydroelectric Facility | 57729 | 1 | 0 | OP | PS | WAT | 21 |  | -5188 | -2063 | Data from EIA-923 Generator File overwritten with distributed data from EIA-923 Generation and Fuel | 2012 |  | CISO | San Diego Gas & Electric Co | 33.0586 | -117.1194 | California | 0 | 0 | 0 | 0 | 0 | 0 | 0 | 21 | 0 | 0 | 0
2954 | CA | Lake Hodges Hydroelectric Facility | 57729 | 2 | 0 | OP | PS | WAT | 21 |  | -5188 | -2063 | Data from EIA-923 Generator File overwritten with distributed data from EIA-923 Generation and Fuel | 2012 |  | CISO | San Diego Gas & Electric Co | 33.0586 | -117.1194 | California | 0 | 0 | 0 | 0 | 0 | 0 | 0 | 21 | 0 | 0 | 0
2955 | CA | Lake Mathews | 6644 | 1 | 0 | OP | HY | WAT | 4.9 | 0.765 | 32845 | 17160 | Distributed from 923 Generation And Fuel | 1980 |  | CISO | Southern California Edison Co | 33.8553 | -117.4537 | California | 0 | 0 | 0 | 0 | 0 | 0 | 0 | 4.9 | 0 | 0 | 0
2956 | CA | Lake Mendocino | 7489 | G1 | 0 | OP | HY | WAT | 1 | 0.261 | 2284.857 | 1193.714 | Distributed from 923 Generation And Fuel | 1987 |  | CISO | City of Ukiah - (CA) | 39.1972 | -123.1856 | California | 0 | 0 | 0 | 0 | 0 | 0 | 0 | 1 | 0 | 0 | 0
2957 | CA | Lake Mendocino | 7489 | G2 | 0 | OP | HY | WAT | 2.5 | 0.261 | 5712.143 | 2984.286 | Distributed from 923 Generation And Fuel | 1987 |  | CISO | City of Ukiah - (CA) | 39.1972 | -123.1856 | California | 0 | 0 | 0 | 0 | 0 | 0 | 0 | 2.5 | 0 | 0 | 0
2958 | CA | Lake One | 7987 | L1 | 0 | OP | GT | NG | 60.5 | 0.025 | 13397 | 6285 | Distributed from 923 Generation And Fuel | 2002 |  | LDWP | City of Burbank Water and Power | 34.1772 | -118.3147 | California | 0 | 60.5 | 0 | 0 | 0 | 0 | 0 | 0 | 0 | 0 | 0
2960 | CA | Lambie Energy Center | 55626 | CT1 | 0 | OP | GT | NG | 47 | 0.023 | 9366 | 4394 | Distributed from 923 Generation And Fuel | 2003 |  | CISO | Pacific Gas & Electric Co | 38.2216 | -121.8683 | California | 0 | 47 | 0 | 0 | 0 | 0 | 0 | 0 | 0 | 0 | 0
2961 | CA | Lancaster Baptist Church | 58634 | 1 | 0 | OP | PV | SUN | 1 | 0.245 | 2148 | 1143 | Distributed from 923 Generation And Fuel | 2011 |  | CISO | Southern California Edison Co | 34.6958 | -118.0589 | California | 0 | 0 | 0 | 0 | 0 | 1 | 0 | 0 | 0 | 0 | 0
2962 | CA | Lancaster Dry Farm Ranch B | 58750 | LDFRB | 0 | OP | PV | SUN | 5 | 0.296 | 12980 | 6905 | Distributed from 923 Generation And Fuel | 2014 |  | CISO | Southern California Edison Co | 34.7169 | -118.2894 | California | 0 | 0 | 0 | 0 | 0 | 5 | 0 | 0 | 0 | 0 | 0
2963 | CA | Lancaster Little Rock | 59262 | LLRC | 0 | OP | PV | SUN | 5 | 0.295 | 12934 | 6881 | Distributed from 923 Generation And Fuel | 2014 |  | CISO | Southern California Edison Co | 34.5994 | -117.9328 | California | 0 | 0 | 0 | 0 | 0 | 5 | 0 | 0 | 0 | 0 | 0
2965 | CA | Lancaster Solar 1 | 59167 | LS1 | 0 | OP | PV | SUN | 1.5 | 0.272 | 3580 | 1905 | Distributed from 923 Generation And Fuel | 2014 |  | CISO | Southern California Edison Co | 34.715 | -118.095 | California | 0 | 0 | 0 | 0 | 0 | 1.5 | 0 | 0 | 0 | 0 | 0
2966 | CA | Lancaster Solar 2 | 59169 | LS2 | 0 | OP | PV | SUN | 1.5 | 0.272 | 3580 | 1905 | Distributed from 923 Generation And Fuel | 2014 |  | CISO | Southern California Edison Co | 34.7106 | -118.1661 | California | 0 | 0 | 0 | 0 | 0 | 1.5 | 0 | 0 | 0 | 0 | 0
2970 | CA | Larkspur Energy Facility | 55542 | CTG1 | 0 | OP | GT | NG | 49.9 | 0.053 | 23201.5 | 10885 | Distributed from 923 Generation And Fuel | 2001 |  | CISO | San Diego Gas & Electric Co | 32.567 | -116.9442 | California | 0 | 49.9 | 0 | 0 | 0 | 0 | 0 | 0 | 0 | 0 | 0
2971 | CA | Larkspur Energy Facility | 55542 | CTG2 | 0 | OP | GT | NG | 49.9 | 0.053 | 23201.5 | 10885 | Distributed from 923 Generation And Fuel | 2001 |  | CISO | San Diego Gas & Electric Co | 32.567 | -116.9442 | California | 0 | 49.9 | 0 | 0 | 0 | 0 | 0 | 0 | 0 | 0 | 0
2972 | CA | Las Virgenes Municipal Water District | 58963 | PV | 0 | OP | PV | SUN | 1 | 0.236 | 2068 | 1100 | Distributed from 923 Generation And Fuel | 2014 |  | CISO | Southern California Edison Co | 34.1361 | -118.7019 | California | 0 | 0 | 0 | 0 | 0 | 1 | 0 | 0 | 0 | 0 | 0
2974 | CA | Lemoore 1 | 60142 | LEPV1 | 0 | OP | PV | SUN | 1.5 | 0.223 | 2931 | 1622 | Distributed from 923 Generation And Fuel | 2016 |  | CISO | Pacific Gas & Electric Co | 36.2579 | -119.7981 | California | 0 | 0 | 0 | 0 | 0 | 1.5 | 0 | 0 | 0 | 0 | 0
2975 | CA | Life Technologies - Pleasanton | 59279 | LFT01 | 0 | OP | FC | NG | 1.1 | 0.783 | 7545 | 3540 | Distributed from 923 Generation And Fuel | 2013 |  | CISO | Pacific Gas & Electric Co | 37.6439 | -121.8842 | California | 0 | 1.1 | 0 | 0 | 0 | 0 | 0 | 0 | 0 | 0 | 0
2976 | CA | Life Technologies Carlsbad | 58302 | LFT | 0 | OP | FC | NG | 1.1 | 0.76 | 7328 | 3438 | Distributed from 923 Generation And Fuel | 2012 |  | CISO | San Diego Gas & Electric Co | 33.1372 | -117.2869 | California | 0 | 1.1 | 0 | 0 | 0 | 0 | 0 | 0 | 0 | 0 | 0
2977 | CA | Lime Saddle | 255 | 1 | 0 | OP | HY | WAT | 1 | 0.188 | 1647.5 | 860.5 | Distributed from 923 Generation And Fuel | 1906 |  | CISO | Pacific Gas & Electric Co | 39.6988 | -121.571 | California | 0 | 0 | 0 | 0 | 0 | 0 | 0 | 1 | 0 | 0 | 0
2978 | CA | Lime Saddle | 255 | 2 | 0 | OP | HY | WAT | 1 | 0.188 | 1647.5 | 860.5 | Distributed from 923 Generation And Fuel | 1906 |  | CISO | Pacific Gas & Electric Co | 39.6988 | -121.571 | California | 0 | 0 | 0 | 0 | 0 | 0 | 0 | 1 | 0 | 0 | 0
2979 | CA | Lincoln Landfill | 57988 | GEN 5 | 0 | OP | IC | LFG | 0.8 | 0.656 | 4598.333 | 1958 | Distributed from 923 Generation And Fuel | 2012 |  | CISO | Pacific Gas & Electric Co | 38.8381 | -121.3419 | California | 0 | 0 | 0 | 0 | 0 | 0 | 0 | 0 | 0 | 0.8 | 0
2980 | CA | Lincoln Landfill | 57988 | GEN 6 | 0 | OP | IC | LFG | 0.8 | 0.656 | 4598.333 | 1958 | Distributed from 923 Generation And Fuel | 2012 |  | CISO | Pacific Gas & Electric Co | 38.8381 | -121.3419 | California | 0 | 0 | 0 | 0 | 0 | 0 | 0 | 0 | 0 | 0.8 | 0
2981 | CA | Lincoln Landfill | 57988 | GEN1 | 0 | OP | IC | LFG | 0.8 | 0.656 | 4598.333 | 1958 | Distributed from 923 Generation And Fuel | 2004 |  | CISO | Pacific Gas & Electric Co | 38.8381 | -121.3419 | California | 0 | 0 | 0 | 0 | 0 | 0 | 0 | 0 | 0 | 0.8 | 0
2982 | CA | Lincoln Landfill | 57988 | GEN2 | 0 | OP | IC | LFG | 0.8 | 0.656 | 4598.333 | 1958 | Distributed from 923 Generation And Fuel | 2004 |  | CISO | Pacific Gas & Electric Co | 38.8381 | -121.3419 | California | 0 | 0 | 0 | 0 | 0 | 0 | 0 | 0 | 0 | 0.8 | 0
2983 | CA | Lincoln Landfill | 57988 | GEN3 | 0 | OP | IC | LFG | 0.8 | 0.656 | 4598.333 | 1958 | Distributed from 923 Generation And Fuel | 2004 |  | CISO | Pacific Gas & Electric Co | 38.8381 | -121.3419 | California | 0 | 0 | 0 | 0 | 0 | 0 | 0 | 0 | 0 | 0.8 | 0
2984 | CA | Lincoln Landfill | 57988 | GEN4 | 0 | OP | IC | LFG | 0.8 | 0.656 | 4598.333 | 1958 | Distributed from 923 Generation And Fuel | 2012 |  | CISO | Pacific Gas & Electric Co | 38.8381 | -121.3419 | California | 0 | 0 | 0 | 0 | 0 | 0 | 0 | 0 | 0 | 0.8 | 0
2985 | CA | Lindberg FIeld Solar | 60060 | SDIA2 | 0 | OP | PV | SUN | 2.1 | 0.193 | 3543.094 | 1884.75 | Distributed from 923 Generation And Fuel | 2016 |  | CISO | San Diego Gas & Electric Co | 32.7292 | -117.2077 | California | 0 | 0 | 0 | 0 | 0 | 2.1 | 0 | 0 | 0 | 0 | 0
2986 | CA | Lindberg FIeld Solar | 60060 | SDIAA | 0 | OP | PV | SUN | 0.6 | 0.193 | 1012.312 | 538.5 | Distributed from 923 Generation And Fuel | 2015 |  | CISO | San Diego Gas & Electric Co | 32.7292 | -117.2077 | California | 0 | 0 | 0 | 0 | 0 | 0.6 | 0 | 0 | 0 | 0 | 0
2987 | CA | Lindberg FIeld Solar | 60060 | SDIAB | 0 | OP | PV | SUN | 0.5 | 0.193 | 843.594 | 448.75 | Distributed from 923 Generation And Fuel | 2015 |  | CISO | San Diego Gas & Electric Co | 32.7292 | -117.2077 | California | 0 | 0 | 0 | 0 | 0 | 0.5 | 0 | 0 | 0 | 0 | 0
2991 | CA | Lindsay Solar | 58308 | 1 | 0 | OP | PV | SUN | 1.5 | 0.224 | 2938.5 | 1563.375 | Distributed from 923 Generation And Fuel | 2014 |  | CISO | Southern California Edison Co | 36.2119 | -119.1339 | California | 0 | 0 | 0 | 0 | 0 | 1.5 | 0 | 0 | 0 | 0 | 0
2992 | CA | Lindsay Solar | 58308 | 3 | 0 | OP | PV | SUN | 1.5 | 0.224 | 2938.5 | 1563.375 | Distributed from 923 Generation And Fuel | 2014 |  | CISO | Southern California Edison Co | 36.2119 | -119.1339 | California | 0 | 0 | 0 | 0 | 0 | 1.5 | 0 | 0 | 0 | 0 | 0
2993 | CA | Lindsay Solar | 58308 | 4 | 0 | OP | PV | SUN | 1 | 0.224 | 1959 | 1042.25 | Distributed from 923 Generation And Fuel | 2014 |  | CISO | Southern California Edison Co | 36.2119 | -119.1339 | California | 0 | 0 | 0 | 0 | 0 | 1 | 0 | 0 | 0 | 0 | 0
2996 | CA | Little Rock Pham Solar | 60026 | PV1 | 0 | OP | PV | SUN | 3 | 0.344 | 9038 | 4808 | Distributed from 923 Generation And Fuel | 2015 |  | LDWP | Southern California Edison Co | 34.6002 | -117.9475 | California | 0 | 0 | 0 | 0 | 0 | 3 | 0 | 0 | 0 | 0 | 0
2997 | CA | Live Oak Limited | 54768 | GEN1 | 0 | OP | GT | NG | 46 | 0.026 | 10434 | 4895 | Distributed from 923 Generation And Fuel | 1992 |  | CISO | Pacific Gas & Electric Co | 35.4837 | -119.0298 | California | 0 | 46 | 0 | 0 | 0 | 0 | 0 | 0 | 0 | 0 | 0
2998 | CA | Lockheed Martin Sunnyvale | 57808 | LOK00 | 0 | OP | FC | NG | 1.1 | 0.758 | 7301 | 3425 | Distributed from 923 Generation And Fuel | 2011 |  | CISO | Pacific Gas & Electric Co | 37.4131 | -122.0281 | California | 0 | 1.1 | 0 | 0 | 0 | 0 | 0 | 0 | 0 | 0 | 0
3000 | CA | Lodi Energy Center | 57978 | CT1 | 0 | OP | CT | NG | 185 | 0.21 | 340596 | 132126 | EIA-923 Generator File | 2012 |  | CISO | Pacific Gas & Electric Co | 38.0881 | -121.3875 | California | 185 | 0 | 0 | 0 | 0 | 0 | 0 | 0 | 0 | 0 | 0
3001 | CA | Lodi Energy Center | 57978 | ST1 | 1 | OP | CA | NG | 103.9 | 0.208 | 189591 | 71149 | EIA-923 Generator File | 2012 |  | CISO | Pacific Gas & Electric Co | 38.0881 | -121.3875 | California | 103.9 | 0 | 0 | 0 | 0 | 0 | 0 | 0 | 0 | 0 | 0
3002 | CA | Loma Linda University Cogen | 10206 | GEN1 | 0 | OP | GT | NG | 5.2 | 0.781 | 35588 | 16696 | Distributed from 923 Generation And Fuel | 1989 |  | CISO | Southern California Edison Co | 34.0504 | -117.2484 | California | 0 | 5.2 | 0 | 0 | 0 | 0 | 0 | 0 | 0 | 0 | 0
3003 | CA | Loma Linda University Cogen | 10206 | GEN2 | 0 | OP | GT | NG | 5.2 | 0.781 | 35588 | 16696 | Distributed from 923 Generation And Fuel | 1989 |  | CISO | Southern California Edison Co | 34.0504 | -117.2484 | California | 0 | 5.2 | 0 | 0 | 0 | 0 | 0 | 0 | 0 | 0 | 0
3007 | CA | Lone Valley Solar Park I LLC | 58417 | CP1 | 0 | OP | PV | SUN | 10 | 0.262 | 22954 | 12211 | Distributed from 923 Generation And Fuel | 2014 |  | CISO | Southern California Edison Co | 34.3981 | -116.8655 | California | 0 | 0 | 0 | 0 | 0 | 10 | 0 | 0 | 0 | 0 | 0
3008 | CA | Lone Valley Solar Park II LLC | 59237 | CPII | 0 | OP | PV | SUN | 20 | 0.257 | 44965 | 23921 | Distributed from 923 Generation And Fuel | 2014 |  | CISO | Southern California Edison Co | 34.4083 | -116.8625 | California | 0 | 0 | 0 | 0 | 0 | 20 | 0 | 0 | 0 | 0 | 0
3009 | CA | Long Beach Generation LLC | 341 | CT1 | 0 | OP | GT | NG | 63 | 0.011 | 6258 | 3458.25 | Distributed from 923 Generation And Fuel | 1976 |  | CISO | Southern California Edison Co | 33.7641 | -118.2248 | California | 0 | 63 | 0 | 0 | 0 | 0 | 0 | 0 | 0 | 0 | 0
3010 | CA | Long Beach Generation LLC | 341 | CT2 | 0 | OP | GT | NG | 63 | 0.011 | 6258 | 3458.25 | Distributed from 923 Generation And Fuel | 1976 |  | CISO | Southern California Edison Co | 33.7641 | -118.2248 | California | 0 | 63 | 0 | 0 | 0 | 0 | 0 | 0 | 0 | 0 | 0
3011 | CA | Long Beach Generation LLC | 341 | CT3 | 0 | OP | GT | NG | 63 | 0.011 | 6258 | 3458.25 | Distributed from 923 Generation And Fuel | 1976 |  | CISO | Southern California Edison Co | 33.7641 | -118.2248 | California | 0 | 63 | 0 | 0 | 0 | 0 | 0 | 0 | 0 | 0 | 0
3012 | CA | Long Beach Generation LLC | 341 | CT4 | 0 | OP | GT | NG | 63 | 0.011 | 6258 | 3458.25 | Distributed from 923 Generation And Fuel | 1976 |  | CISO | Southern California Edison Co | 33.7641 | -118.2248 | California | 0 | 63 | 0 | 0 | 0 | 0 | 0 | 0 | 0 | 0 | 0
3018 | CA | Longboat Solar, LLC | 60485 | PV1 | 0 | OP | PV | SUN | 20 | 0.04 | 6921 | 0 | Distributed from 923 Generation And Fuel | 2016 |  | CISO | Southern California Edison Co | 34.541 | -117.061 | California | 0 | 0 | 0 | 0 | 0 | 20 | 0 | 0 | 0 | 0 | 0
3021 | CA | Los Angeles Harbor College | 57314 | 1 | 0 | OP | PV | SUN | 1.2 | 0.243 | 2555 | 1359 | Distributed from 923 Generation And Fuel | 2010 |  | LDWP | Los Angeles Department of Water & Power | 33.7831 | -118.2849 | California | 0 | 0 | 0 | 0 | 0 | 1.2 | 0 | 0 | 0 | 0 | 0
3023 | CA | Los Angeles Refinery Wilmington | 54451 | G2 | 0 | OP | GT | PRG | 58.5 | 0.729 | 373715 | 165754 | Distributed from 923 Generation And Fuel | 1988 |  | LDWP | Los Angeles Department of Water & Power | 33.7686 | -118.2867 | California | 0 | 0 | 0 | 0 | 0 | 0 | 0 | 0 | 0 | 58.5 | 0
3024 | CA | Los Esteros Critical Energy Center | 55748 | CAG5 | 4 | OP | CA | NG | 126.1 | 0.033 | 36801 | 23109 | EIA-923 Generator File | 2013 |  | CISO | Pacific Gas & Electric Co | 37.425 | -121.9319 | California | 126.1 | 0 | 0 | 0 | 0 | 0 | 0 | 0 | 0 | 0 | 0
3025 | CA | Los Esteros Critical Energy Center | 55748 | CTG1 | 0 | OP | CT | NG | 45 | 0.064 | 25131 | 17106 | EIA-923 Generator File | 2003 |  | CISO | Pacific Gas & Electric Co | 37.425 | -121.9319 | California | 45 | 0 | 0 | 0 | 0 | 0 | 0 | 0 | 0 | 0 | 0
3026 | CA | Los Esteros Critical Energy Center | 55748 | CTG2 | 0 | OP | CT | NG | 45 | 0.053 | 20954 | 13538 | EIA-923 Generator File | 2003 |  | CISO | Pacific Gas & Electric Co | 37.425 | -121.9319 | California | 45 | 0 | 0 | 0 | 0 | 0 | 0 | 0 | 0 | 0 | 0
3027 | CA | Los Esteros Critical Energy Center | 55748 | CTG3 | 0 | OP | CT | NG | 45 | 0.082 | 32317 | 17033 | EIA-923 Generator File | 2003 |  | CISO | Pacific Gas & Electric Co | 37.425 | -121.9319 | California | 45 | 0 | 0 | 0 | 0 | 0 | 0 | 0 | 0 | 0 | 0
3028 | CA | Los Esteros Critical Energy Center | 55748 | CTG4 | 0 | OP | CT | NG | 45 | 0.098 | 38730 | 21054 | EIA-923 Generator File | 2003 |  | CISO | Pacific Gas & Electric Co | 37.425 | -121.9319 | California | 45 | 0 | 0 | 0 | 0 | 0 | 0 | 0 | 0 | 0 | 0
3029 | CA | Los Medanos Energy Center | 55217 | CTG1 | 0 | OP | CT | NG | 198.9 | 0.489 | 851620 | 413786 | EIA-923 Generator File | 2001 |  | CISO | Pacific Gas & Electric Co | 38.0301 | -121.873 | California | 198.9 | 0 | 0 | 0 | 0 | 0 | 0 | 0 | 0 | 0 | 0
3030 | CA | Los Medanos Energy Center | 55217 | CTG2 | 0 | OP | CT | NG | 198.9 | 0.594 | 1034800 | 509298 | EIA-923 Generator File | 2001 |  | CISO | Pacific Gas & Electric Co | 38.0301 | -121.873 | California | 198.9 | 0 | 0 | 0 | 0 | 0 | 0 | 0 | 0 | 0 | 0
3031 | CA | Los Medanos Energy Center | 55217 | STG3 | 2 | OP | CA | NG | 280.5 | 0.393 | 966051 | 469798 | EIA-923 Generator File | 2001 |  | CISO | Pacific Gas & Electric Co | 38.0301 | -121.873 | California | 280.5 | 0 | 0 | 0 | 0 | 0 | 0 | 0 | 0 | 0 | 0
3032 | CA | Lost Creek I | 10708 | GEN1 | 0 | OP | HY | WAT | 1.1 | 0.418 | 4032 | 2106 | Distributed from 923 Generation And Fuel | 1989 |  | CISO | Pacific Gas & Electric Co | 40.7576 | -121.4145 | California | 0 | 0 | 0 | 0 | 0 | 0 | 0 | 1.1 | 0 | 0 | 0
3033 | CA | Lost Hills Cogeneration Plant | 52077 | GEN4 | 0 | OP | GT | NG | 3.5 | 0.397 | 12181 | 5714.667 | Distributed from 923 Generation And Fuel | 1985 |  | CISO | Pacific Gas & Electric Co | 35.6661 | -119.7669 | California | 0 | 3.5 | 0 | 0 | 0 | 0 | 0 | 0 | 0 | 0 | 0
3034 | CA | Lost Hills Cogeneration Plant | 52077 | GEN5 | 0 | OP | GT | NG | 3.5 | 0.397 | 12181 | 5714.667 | Distributed from 923 Generation And Fuel | 1985 |  | CISO | Pacific Gas & Electric Co | 35.6661 | -119.7669 | California | 0 | 3.5 | 0 | 0 | 0 | 0 | 0 | 0 | 0 | 0 | 0
3035 | CA | Lost Hills Cogeneration Plant | 52077 | GEN6 | 0 | OP | GT | NG | 3.5 | 0.397 | 12181 | 5714.667 | Distributed from 923 Generation And Fuel | 1985 |  | CISO | Pacific Gas & Electric Co | 35.6661 | -119.7669 | California | 0 | 3.5 | 0 | 0 | 0 | 0 | 0 | 0 | 0 | 0 | 0
3036 | CA | Lost Hills/Blackwell | 58711 | BLKW | 0 | OP | PV | SUN | 12 | 0.328 | 34494 | 19127.625 | Distributed from 923 Generation And Fuel | 2015 |  | CISO | Pacific Gas & Electric Co | 35.62 | -119.85 | California | 0 | 0 | 0 | 0 | 0 | 12 | 0 | 0 | 0 | 0 | 0
3037 | CA | Lost Hills/Blackwell | 58711 | LTHL | 0 | OP | PV | SUN | 20 | 0.328 | 57490 | 31879.375 | Distributed from 923 Generation And Fuel | 2015 |  | CISO | Pacific Gas & Electric Co | 35.62 | -119.85 | California | 0 | 0 | 0 | 0 | 0 | 20 | 0 | 0 | 0 | 0 | 0
3038 | CA | Lower Tule River | 365 | 1 | 0 | OP | HY | WAT | 1.3 | 0.463 | 5270 | 2753.5 | Distributed from 923 Generation And Fuel | 1909 |  | CISO | Southern California Edison Co | 36.1357 | -118.7889 | California | 0 | 0 | 0 | 0 | 0 | 0 | 0 | 1.3 | 0 | 0 | 0
3039 | CA | Lower Tule River | 365 | 2 | 0 | OP | HY | WAT | 1.3 | 0.463 | 5270 | 2753.5 | Distributed from 923 Generation And Fuel | 1909 |  | CISO | Southern California Edison Co | 36.1357 | -118.7889 | California | 0 | 0 | 0 | 0 | 0 | 0 | 0 | 1.3 | 0 | 0 | 0
3040 | CA | Lundy | 342 | 1 | 0 | OP | HY | WAT | 1.5 | 0.294 | 3861 | 2017 | Distributed from 923 Generation And Fuel | 1911 |  | CISO | Southern California Edison Co | 38.0427 | -119.172 | California | 0 | 0 | 0 | 0 | 0 | 0 | 0 | 1.5 | 0 | 0 | 0
3041 | CA | Lundy | 342 | 2 | 0 | OP | HY | WAT | 1.5 | 0.294 | 3861 | 2017 | Distributed from 923 Generation And Fuel | 1912 |  | CISO | Southern California Edison Co | 38.0427 | -119.172 | California | 0 | 0 | 0 | 0 | 0 | 0 | 0 | 1.5 | 0 | 0 | 0
3042 | CA | Ma | 58451 | 1 | 0 | OP | PV | SUN | 1.5 | 0.331 | 4344 | 2311 | Distributed from 923 Generation And Fuel | 2013 |  | CISO | Southern California Edison Co | 34.6953 | -118.0625 | California | 0 | 0 | 0 | 0 | 0 | 1.5 | 0 | 0 | 0 | 0 | 0
3044 | CA | Madelyn Solar, LLC | 59409 | SNL17 | 0 | OP | PV | SUN | 1 | 0.326 | 2859 | 1521 | Distributed from 923 Generation And Fuel | 2014 |  | CISO | Southern California Edison Co | 34.7683 | -117.3236 | California | 0 | 0 | 0 | 0 | 0 | 1 | 0 | 0 | 0 | 0 | 0
3046 | CA | Madera Community Hospital | 58522 | 1 | 0 | OP | PV | SUN | 1 | 0.236 | 2065 | 1099 | Distributed from 923 Generation And Fuel | 2011 |  | CISO | Pacific Gas & Electric Co | 36.9411 | -120.0467 | California | 0 | 0 | 0 | 0 | 0 | 1 | 0 | 0 | 0 | 0 | 0
3053 | CA | Malaga Power LLC | 56239 | GT-1 | 0 | OP | GT | NG | 60.5 | 0.027 | 14531 | 6817 | Distributed from 923 Generation And Fuel | 2005 |  | CISO | Pacific Gas & Electric Co | 36.6697 | -119.7404 | California | 0 | 60.5 | 0 | 0 | 0 | 0 | 0 | 0 | 0 | 0 | 0
3054 | CA | Malaga Power LLC | 56239 | GT-2 | 0 | OP | GT | NG | 60.5 | 0.027 | 14531 | 6817 | Distributed from 923 Generation And Fuel | 2005 |  | CISO | Pacific Gas & Electric Co | 36.6697 | -119.7404 | California | 0 | 60.5 | 0 | 0 | 0 | 0 | 0 | 0 | 0 | 0 | 0
3055 | CA | Malburg | 56041 | M1 | 0 | OP | CT | NG | 40 | 0.69 | 241670 | 107724 | EIA-923 Generator File | 2005 |  | CISO | City of Vernon | 33.9986 | -118.2219 | California | 40 | 0 | 0 | 0 | 0 | 0 | 0 | 0 | 0 | 0 | 0
3056 | CA | Malburg | 56041 | M2 | 0 | OP | CT | NG | 40 | 0.688 | 240975 | 105507 | EIA-923 Generator File | 2005 |  | CISO | City of Vernon | 33.9986 | -118.2219 | California | 40 | 0 | 0 | 0 | 0 | 0 | 0 | 0 | 0 | 0 | 0
3057 | CA | Malburg | 56041 | M3 | 2 | OP | CA | NG | 50 | 0.563 | 246475 | 107941 | EIA-923 Generator File | 2005 |  | CISO | City of Vernon | 33.9986 | -118.2219 | California | 50 | 0 | 0 | 0 | 0 | 0 | 0 | 0 | 0 | 0 | 0
3058 | CA | Mammoth Pacific I | 10480 | GEN1 | 0 | OP | BT | GEO | 5 | 0.673 | 29474.5 | 12594.5 | Distributed from 923 Generation And Fuel | 1984 |  | CISO | Southern California Edison Co | 37.6451 | -118.9143 | California | 0 | 0 | 0 | 0 | 0 | 0 | 0 | 0 | 0 | 5 | 0
3059 | CA | Mammoth Pacific I | 10480 | GEN2 | 0 | OP | BT | GEO | 5 | 0.673 | 29474.5 | 12594.5 | Distributed from 923 Generation And Fuel | 1984 |  | CISO | Southern California Edison Co | 37.6451 | -118.9143 | California | 0 | 0 | 0 | 0 | 0 | 0 | 0 | 0 | 0 | 5 | 0
3060 | CA | Mammoth Pacific II | 10481 | 1 | 0 | OP | BT | GEO | 5 | 0.274 | 11990.5 | 5123.667 | Distributed from 923 Generation And Fuel | 1990 |  | CISO | Southern California Edison Co | 37.6464 | -118.9092 | California | 0 | 0 | 0 | 0 | 0 | 0 | 0 | 0 | 0 | 5 | 0
3061 | CA | Mammoth Pacific II | 10481 | 2 | 0 | OP | BT | GEO | 5 | 0.274 | 11990.5 | 5123.667 | Distributed from 923 Generation And Fuel | 1990 |  | CISO | Southern California Edison Co | 37.6464 | -118.9092 | California | 0 | 0 | 0 | 0 | 0 | 0 | 0 | 0 | 0 | 5 | 0
3062 | CA | Mammoth Pacific II | 10481 | 3 | 0 | OP | BT | GEO | 5 | 0.274 | 11990.5 | 5123.667 | Distributed from 923 Generation And Fuel | 1990 |  | CISO | Southern California Edison Co | 37.6464 | -118.9092 | California | 0 | 0 | 0 | 0 | 0 | 0 | 0 | 0 | 0 | 5 | 0
3063 | CA | Mammoth Pacific II | 10481 | T101 | 0 | OP | BT | GEO | 5 | 0.274 | 11990.5 | 5123.667 | Distributed from 923 Generation And Fuel | 1990 |  | CISO | Southern California Edison Co | 37.6464 | -118.9092 | California | 0 | 0 | 0 | 0 | 0 | 0 | 0 | 0 | 0 | 5 | 0
3064 | CA | Mammoth Pacific II | 10481 | T102 | 0 | OP | BT | GEO | 5 | 0.274 | 11990.5 | 5123.667 | Distributed from 923 Generation And Fuel | 1990 |  | CISO | Southern California Edison Co | 37.6464 | -118.9092 | California | 0 | 0 | 0 | 0 | 0 | 0 | 0 | 0 | 0 | 5 | 0
3065 | CA | Mammoth Pacific II | 10481 | T103 | 0 | OP | BT | GEO | 5 | 0.274 | 11990.5 | 5123.667 | Distributed from 923 Generation And Fuel | 1990 |  | CISO | Southern California Edison Co | 37.6464 | -118.9092 | California | 0 | 0 | 0 | 0 | 0 | 0 | 0 | 0 | 0 | 5 | 0
3066 | CA | Mammoth Pool | 344 | 1 | 0 | OP | HY | WAT | 95 | 0.38 | 316291 | 162698.5 | Distributed from 923 Generation And Fuel | 1960 |  | CISO | Southern California Edison Co | 37.2203 | -119.338 | California | 0 | 0 | 0 | 0 | 0 | 0 | 0 | 95 | 0 | 0 | 0
3067 | CA | Mammoth Pool | 344 | 2 | 0 | OP | HY | WAT | 95 | 0.38 | 316291 | 162698.5 | Distributed from 923 Generation And Fuel | 1960 |  | CISO | Southern California Edison Co | 37.2203 | -119.338 | California | 0 | 0 | 0 | 0 | 0 | 0 | 0 | 95 | 0 | 0 | 0
3068 | CA | Mandalay | 345 | 3 | 0 | OP | GT | NG | 138 | 0.002 | 2085 | 1150 | Distributed from 923 Generation And Fuel | 1970 |  | CISO | Southern California Edison Co | 34.2067 | -119.2511 | California | 0 | 138 | 0 | 0 | 0 | 0 | 0 | 0 | 0 | 0 | 0
3069 | CA | Mandalay | 345 | 1 | 1 | OP | ST | NG | 218 | 0.043 | 82942 | 56017 | EIA-923 Generator File | 1959 | 2020 | CISO | Southern California Edison Co | 34.2067 | -119.2511 | California | 218 | 0 | 0 | 0 | 0 | 0 | 0 | 0 | 0 | 0 | 0
3070 | CA | Mandalay | 345 | 2 | 1 | OP | ST | NG | 218 | 0.038 | 71665 | 51209 | EIA-923 Generator File | 1959 | 2020 | CISO | Southern California Edison Co | 34.2067 | -119.2511 | California | 218 | 0 | 0 | 0 | 0 | 0 | 0 | 0 | 0 | 0 | 0
3072 | CA | Manzana Wind LLC | 57484 | GEN1 | 0 | OP | WT | WND | 189 | 0.326 | 540522 | 273064 | Distributed from 923 Generation And Fuel | 2012 |  | CISO | Southern California Edison Co | 34.9349 | -118.4612 | California | 0 | 0 | 0 | 0 | 189 | 0 | 0 | 0 | 0 | 0 | 0
3074 | CA | Mariani Packing Vacaville Solar | 57005 | 1 | 0 | OP | PV | SUN | 1 | 0.213 | 1863 | 991 | Distributed from 923 Generation And Fuel | 2008 |  | CISO | Pacific Gas & Electric Co | 38.4001 | -121.9637 | California | 0 | 0 | 0 | 0 | 0 | 1 | 0 | 0 | 0 | 0 | 0
3077 | CA | Maricopa West Solar PV, LLC | 59607 | MWS | 0 | OP | PV | SUN | 20 | 0.3 | 52566 | 27965 | Distributed from 923 Generation And Fuel | 2015 |  | CISO | Pacific Gas & Electric Co | 35.1153 | -119.3178 | California | 0 | 0 | 0 | 0 | 0 | 20 | 0 | 0 | 0 | 0 | 0
3079 | CA | Marina Landfill Gas | 10748 | U1C06 | 0 | OP | IC | LFG | 1.6 | 0.34 | 4768.75 | 2030.5 | Distributed from 923 Generation And Fuel | 2006 |  | CISO | Pacific Gas & Electric Co | 36.7131 | -121.7686 | California | 0 | 0 | 0 | 0 | 0 | 0 | 0 | 0 | 0 | 1.6 | 0
3080 | CA | Marina Landfill Gas | 10748 | U2J02 | 0 | OP | IC | LFG | 1 | 0.34 | 2980.469 | 1269.062 | Distributed from 923 Generation And Fuel | 2002 |  | CISO | Pacific Gas & Electric Co | 36.7131 | -121.7686 | California | 0 | 0 | 0 | 0 | 0 | 0 | 0 | 0 | 0 | 1 | 0
3081 | CA | Marina Landfill Gas | 10748 | U4J16 | 0 | OP | IC | LFG | 1.4 | 0.34 | 4172.656 | 1776.687 | Distributed from 923 Generation And Fuel | 2016 |  | CISO | Pacific Gas & Electric Co | 36.7131 | -121.7686 | California | 0 | 0 | 0 | 0 | 0 | 0 | 0 | 0 | 0 | 1.4 | 0
3087 | CA | Mariposa Energy Project | 57483 | CTG1 | 0 | OP | GT | NG | 49.9 | 0.049 | 21393.75 | 10036.75 | Distributed from 923 Generation And Fuel | 2012 |  | CISO | Pacific Gas & Electric Co | 37.7892 | -121.6019 | California | 0 | 49.9 | 0 | 0 | 0 | 0 | 0 | 0 | 0 | 0 | 0
3088 | CA | Mariposa Energy Project | 57483 | CTG2 | 0 | OP | GT | NG | 49.9 | 0.049 | 21393.75 | 10036.75 | Distributed from 923 Generation And Fuel | 2012 |  | CISO | Pacific Gas & Electric Co | 37.7892 | -121.6019 | California | 0 | 49.9 | 0 | 0 | 0 | 0 | 0 | 0 | 0 | 0 | 0
3089 | CA | Mariposa Energy Project | 57483 | CTG3 | 0 | OP | GT | NG | 49.9 | 0.049 | 21393.75 | 10036.75 | Distributed from 923 Generation And Fuel | 2012 |  | CISO | Pacific Gas & Electric Co | 37.7892 | -121.6019 | California | 0 | 49.9 | 0 | 0 | 0 | 0 | 0 | 0 | 0 | 0 | 0
3090 | CA | Mariposa Energy Project | 57483 | CTG4 | 0 | OP | GT | NG | 49.9 | 0.049 | 21393.75 | 10036.75 | Distributed from 923 Generation And Fuel | 2012 |  | CISO | Pacific Gas & Electric Co | 37.7892 | -121.6019 | California | 0 | 49.9 | 0 | 0 | 0 | 0 | 0 | 0 | 0 | 0 | 0
3091 | CA | Marsh Landing Generating Station | 57267 | 1 | 0 | OP | GT | NG | 207 | 0.009 | 16667.75 | 6833 | Distributed from 923 Generation And Fuel | 2013 |  | CISO | Pacific Gas & Electric Co | 38.0169 | -121.765 | California | 0 | 207 | 0 | 0 | 0 | 0 | 0 | 0 | 0 | 0 | 0
3092 | CA | Marsh Landing Generating Station | 57267 | 2 | 0 | OP | GT | NG | 207 | 0.009 | 16667.75 | 6833 | Distributed from 923 Generation And Fuel | 2013 |  | CISO | Pacific Gas & Electric Co | 38.0169 | -121.765 | California | 0 | 207 | 0 | 0 | 0 | 0 | 0 | 0 | 0 | 0 | 0
3093 | CA | Marsh Landing Generating Station | 57267 | 3 | 0 | OP | GT | NG | 207 | 0.009 | 16667.75 | 6833 | Distributed from 923 Generation And Fuel | 2013 |  | CISO | Pacific Gas & Electric Co | 38.0169 | -121.765 | California | 0 | 207 | 0 | 0 | 0 | 0 | 0 | 0 | 0 | 0 | 0
3094 | CA | Marsh Landing Generating Station | 57267 | 4 | 0 | OP | GT | NG | 207 | 0.009 | 16667.75 | 6833 | Distributed from 923 Generation And Fuel | 2013 |  | CISO | Pacific Gas & Electric Co | 38.0169 | -121.765 | California | 0 | 207 | 0 | 0 | 0 | 0 | 0 | 0 | 0 | 0 | 0
3095 | CA | Martinez Refining | 54912 | GTG1 | 0 | OP | CT | NG | 40 | 0.986 | 345365 | 145526 | EIA-923 Generator File | 1995 |  | CISO | Pacific Gas & Electric Co | 38.0169 | -122.1117 | California | 40 | 0 | 0 | 0 | 0 | 0 | 0 | 0 | 0 | 0 | 0
3096 | CA | Martinez Refining | 54912 | GTG2 | 0 | OP | CT | NG | 40 | 0.956 | 335118 | 139811 | EIA-923 Generator File | 1996 |  | CISO | Pacific Gas & Electric Co | 38.0169 | -122.1117 | California | 40 | 0 | 0 | 0 | 0 | 0 | 0 | 0 | 0 | 0 | 0
3097 | CA | Martinez Refining | 54912 | STG1 | 2 | OP | CA | OG | 20 | 0.832 | 145706 | 61672 | EIA-923 Generator File | 1995 |  | CISO | Pacific Gas & Electric Co | 38.0169 | -122.1117 | California | 0 | 0 | 0 | 0 | 0 | 0 | 0 | 0 | 0 | 20 | 0
3098 | CA | Martinez Sulfuric Acid Regeneration Plt | 52063 | GEN1 | 0 | OP | ST | WH | 4 | 0.373 | 13072 | 5809 | Distributed from 923 Generation And Fuel | 1978 |  | CISO | Pacific Gas & Electric Co | 38.0314 | -122.1139 | California | 0 | 0 | 0 | 0 | 0 | 0 | 0 | 0 | 0 | 4 | 0
3099 | CA | Maxim | 59802 | MXM00 | 0 | OP | FC | NG | 1.1 | 0.844 | 8128 | 3813 | Distributed from 923 Generation And Fuel | 2014 |  | CISO | Pacific Gas & Electric Co | 37.4057 | -121.9494 | California | 0 | 1.1 | 0 | 0 | 0 | 0 | 0 | 0 | 0 | 0 | 0
3100 | CA | MCAGCC Cogen Plant | 58914 | CG1 | 0 | OP | GT | NG | 7.2 |  |  |  |  | 2003 |  | CISO | Southern California Edison Co | 34.2372 | -116.0542 | California | 0 | 7.2 | 0 | 0 | 0 | 0 | 0 | 0 | 0 | 0 | 0
3101 | CA | MCAGCC Cogen Plant | 58914 | CG100 | 0 | OP | GT | NG | 4.6 |  |  |  |  | 2014 |  | CISO | Southern California Edison Co | 34.2372 | -116.0542 | California | 0 | 4.6 | 0 | 0 | 0 | 0 | 0 | 0 | 0 | 0 | 0
3102 | CA | MCAGCC Cogen Plant | 58914 | CG200 | 0 | OP | GT | NG | 4.6 |  |  |  |  | 2014 |  | CISO | Southern California Edison Co | 34.2372 | -116.0542 | California | 0 | 4.6 | 0 | 0 | 0 | 0 | 0 | 0 | 0 | 0 | 0
3106 | CA | McCoy Solar Energy Project | 58462 | 1 | 0 | OP | PV | SUN | 41.9 | 0.293 | 107518.249 | 58603.638 | Distributed from 923 Generation And Fuel | 2016 |  | CISO | Southern California Edison Co | 33.6947 | -114.7397 | California | 0 | 0 | 0 | 0 | 0 | 41.9 | 0 | 0 | 0 | 0 | 0
3107 | CA | McCoy Solar Energy Project | 58462 | BLK2 | 0 | OP | PV | SUN | 21 | 0.293 | 53887.428 | 29371.752 | Distributed from 923 Generation And Fuel | 2016 |  | CISO | Southern California Edison Co | 33.6947 | -114.7397 | California | 0 | 0 | 0 | 0 | 0 | 21 | 0 | 0 | 0 | 0 | 0
3108 | CA | McCoy Solar Energy Project | 58462 | BLK3 | 0 | OP | PV | SUN | 39.6 | 0.293 | 101616.293 | 55386.732 | Distributed from 923 Generation And Fuel | 2016 |  | CISO | Southern California Edison Co | 33.6947 | -114.7397 | California | 0 | 0 | 0 | 0 | 0 | 39.6 | 0 | 0 | 0 | 0 | 0
3109 | CA | McCoy Solar Energy Project | 58462 | BLK4 | 0 | OP | PV | SUN | 31.4 | 0.293 | 80574.535 | 43917.762 | Distributed from 923 Generation And Fuel | 2015 |  | CISO | Southern California Edison Co | 33.6947 | -114.7397 | California | 0 | 0 | 0 | 0 | 0 | 31.4 | 0 | 0 | 0 | 0 | 0
3110 | CA | McCoy Solar Energy Project | 58462 | BLK5 | 0 | OP | PV | SUN | 31.4 | 0.293 | 80574.535 | 43917.762 | Distributed from 923 Generation And Fuel | 2015 |  | CISO | Southern California Edison Co | 33.6947 | -114.7397 | California | 0 | 0 | 0 | 0 | 0 | 31.4 | 0 | 0 | 0 | 0 | 0
3111 | CA | McCoy Solar Energy Project | 58462 | BLK6 | 0 | OP | PV | SUN | 26.9 | 0.293 | 69027.229 | 37623.815 | Distributed from 923 Generation And Fuel | 2015 |  | CISO | Southern California Edison Co | 33.6947 | -114.7397 | California | 0 | 0 | 0 | 0 | 0 | 26.9 | 0 | 0 | 0 | 0 | 0
3112 | CA | McCoy Solar Energy Project | 58462 | BLK7 | 0 | OP | PV | SUN | 41.9 | 0.293 | 107518.249 | 58603.638 | Distributed from 923 Generation And Fuel | 2016 |  | CISO | Southern California Edison Co | 33.6947 | -114.7397 | California | 0 | 0 | 0 | 0 | 0 | 41.9 | 0 | 0 | 0 | 0 | 0
3113 | CA | McCoy Solar Energy Project | 58462 | BLK8 | 0 | OP | PV | SUN | 36.5 | 0.293 | 93661.482 | 51050.902 | Distributed from 923 Generation And Fuel | 2015 |  | CISO | Southern California Edison Co | 33.6947 | -114.7397 | California | 0 | 0 | 0 | 0 | 0 | 36.5 | 0 | 0 | 0 | 0 | 0
3114 | CA | McGrath Peaker | 56471 | 1 | 0 | OP | GT | NG | 49.8 | 0.072 | 31297 | 14683 | Distributed from 923 Generation And Fuel | 2012 |  | CISO | Southern California Edison Co | 34.2056 | -119.2469 | California | 0 | 49.8 | 0 | 0 | 0 | 0 | 0 | 0 | 0 | 0 | 0
3115 | CA | McKittrick Cogen | 52076 | UNIT1 | 0 | OP | GT | NG | 6 | 0.791 | 41590.5 | 19512 | Distributed from 923 Generation And Fuel | 2012 |  | CISO | Pacific Gas & Electric Co | 35.3161 | -119.6597 | California | 0 | 6 | 0 | 0 | 0 | 0 | 0 | 0 | 0 | 0 | 0
3116 | CA | McKittrick Cogen | 52076 | UNIT2 | 0 | OP | GT | NG | 6 | 0.791 | 41590.5 | 19512 | Distributed from 923 Generation And Fuel | 2012 |  | CISO | Pacific Gas & Electric Co | 35.3161 | -119.6597 | California | 0 | 6 | 0 | 0 | 0 | 0 | 0 | 0 | 0 | 0 | 0
3120 | CA | McKittrick Limited | 50612 | GEN1 | 0 | OP | GT | NG | 46 | 0.018 | 7248 | 3400 | Distributed from 923 Generation And Fuel | 1991 |  | CISO | Pacific Gas & Electric Co | 35.3195 | -119.662 | California | 0 | 46 | 0 | 0 | 0 | 0 | 0 | 0 | 0 | 0 | 0
3121 | CA | McSwain | 410 | 1 | 0 | OP | HY | WAT | 9 | 0.256 | 20145 | 10525 | Distributed from 923 Generation And Fuel | 1967 |  | CISO | Pacific Gas & Electric Co | 37.5221 | -120.3101 | California | 0 | 0 | 0 | 0 | 0 | 0 | 0 | 9 | 0 | 0 | 0
3123 | CA | Merced Falls | 258 | 1 | 0 | OP | HY | WAT | 3.4 | 0.268 | 7997 | 4178 | Distributed from 923 Generation And Fuel | 1930 |  | CISO | Pacific Gas & Electric Co | 37.523 | -120.3299 | California | 0 | 0 | 0 | 0 | 0 | 0 | 0 | 3.4 | 0 | 0 | 0
3124 | CA | Merced Solar LLC | 59265 | PV8 | 0 | OP | PV | SUN | 1.5 | 0.276 | 3625 | 1928 | Distributed from 923 Generation And Fuel | 2014 |  | CISO | Pacific Gas & Electric Co | 37.2678 | -120.4844 | California | 0 | 0 | 0 | 0 | 0 | 1.5 | 0 | 0 | 0 | 0 | 0
3125 | CA | Meridian Vineyards | 57982 | PV-1 | 0 | OP | PV | SUN | 0.5 | 0.191 | 835 | 444.091 | Distributed from 923 Generation And Fuel | 2010 |  | CISO | Pacific Gas & Electric Co | 35.6703 | -120.5669 | California | 0 | 0 | 0 | 0 | 0 | 0.5 | 0 | 0 | 0 | 0 | 0
3126 | CA | Meridian Vineyards | 57982 | PV-2 | 0 | OP | PV | SUN | 0.6 | 0.191 | 1002 | 532.909 | Distributed from 923 Generation And Fuel | 2010 |  | CISO | Pacific Gas & Electric Co | 35.6703 | -120.5669 | California | 0 | 0 | 0 | 0 | 0 | 0.6 | 0 | 0 | 0 | 0 | 0
3127 | CA | Mesa Wind Power Corp | 50535 | WGNS | 0 | OP | WT | WND | 29.9 | 0.028 | 7261 | 4071 | Distributed from 923 Generation And Fuel | 1984 |  | CISO | Southern California Edison Co | 33.9461 | -116.6769 | California | 0 | 0 | 0 | 0 | 29.9 | 0 | 0 | 0 | 0 | 0 | 0
3130 | CA | Metcalf Energy Center | 55393 | CTG1 | 0 | OP | CT | NG | 200 | 0.493 | 864250 | 383483 | EIA-923 Generator File | 2005 |  | CISO | Pacific Gas & Electric Co | 37.2207 | -121.7457 | California | 200 | 0 | 0 | 0 | 0 | 0 | 0 | 0 | 0 | 0 | 0
3131 | CA | Metcalf Energy Center | 55393 | CTG2 | 0 | OP | CT | NG | 200 | 0.457 | 801043 | 353304 | EIA-923 Generator File | 2005 |  | CISO | Pacific Gas & Electric Co | 37.2207 | -121.7457 | California | 200 | 0 | 0 | 0 | 0 | 0 | 0 | 0 | 0 | 0 | 0
3132 | CA | Metcalf Energy Center | 55393 | STG1 | 2 | OP | CA | NG | 235 | 0.496 | 1021309 | 458233 | EIA-923 Generator File | 2005 |  | CISO | Pacific Gas & Electric Co | 37.2207 | -121.7457 | California | 235 | 0 | 0 | 0 | 0 | 0 | 0 | 0 | 0 | 0 | 0
3133 | CA | Metro Support Services Center Solar | 57313 | 1 | 0 | OP | PV | SUN | 1.2 | 0.15 | 1576 | 838 | Distributed from 923 Generation And Fuel | 2005 |  | LDWP | Los Angeles Department of Water & Power | 34.0578 | -118.2297 | California | 0 | 0 | 0 | 0 | 0 | 1.2 | 0 | 0 | 0 | 0 | 0
3136 | CA | Middle Fork | 425 | 1 | 0 | OP | HY | WAT | 61.2 | 0.496 | 265989 | 127599.5 | Distributed from 923 Generation And Fuel | 1966 |  | CISO | Pacific Gas & Electric Co | 39.0248 | -120.5964 | California | 0 | 0 | 0 | 0 | 0 | 0 | 0 | 61.2 | 0 | 0 | 0
3137 | CA | Middle Fork | 425 | 2 | 0 | OP | HY | WAT | 61.2 | 0.496 | 265989 | 127599.5 | Distributed from 923 Generation And Fuel | 1966 |  | CISO | Pacific Gas & Electric Co | 39.0248 | -120.5964 | California | 0 | 0 | 0 | 0 | 0 | 0 | 0 | 61.2 | 0 | 0 | 0
3138 | CA | Middle Gorge | 401 | 1 | 0 | OP | HY | WAT | 37.5 | 0.064 | 21160 | 11055 | Distributed from 923 Generation And Fuel | 1952 |  | LDWP | Los Angeles Department of Water & Power | 37.51 | -118.5692 | California | 0 | 0 | 0 | 0 | 0 | 0 | 0 | 37.5 | 0 | 0 | 0
3139 | CA | Mid-Set Cogeneration | 10501 | K100 | 0 | OP | GT | NG | 39.1 | 0.79 | 270558 | 126932 | Distributed from 923 Generation And Fuel | 1989 |  | CISO | Pacific Gas & Electric Co | 35.1946 | -119.571 | California | 0 | 39.1 | 0 | 0 | 0 | 0 | 0 | 0 | 0 | 0 | 0
3140 | CA | Midway Peaking LLC | 56639 | 1 | 0 | OP | GT | NG | 69.9 | 0.034 | 20697.5 | 9710 | Distributed from 923 Generation And Fuel | 2009 |  | CISO | Pacific Gas & Electric Co | 36.6541 | -120.5797 | California | 0 | 69.9 | 0 | 0 | 0 | 0 | 0 | 0 | 0 | 0 | 0
3141 | CA | Midway Peaking LLC | 56639 | 2 | 0 | OP | GT | NG | 69.9 | 0.034 | 20697.5 | 9710 | Distributed from 923 Generation And Fuel | 2009 |  | CISO | Pacific Gas & Electric Co | 36.6541 | -120.5797 | California | 0 | 69.9 | 0 | 0 | 0 | 0 | 0 | 0 | 0 | 0 | 0
3145 | CA | Midway Sunset Cogen | 52169 | A | 0 | OP | GT | NG | 78 | 0.444 | 303562.667 | 113775 | Distributed from 923 Generation And Fuel | 1989 |  | CISO | Pacific Gas & Electric Co | 35.2269 | -119.6294 | California | 0 | 78 | 0 | 0 | 0 | 0 | 0 | 0 | 0 | 0 | 0
3146 | CA | Midway Sunset Cogen | 52169 | B | 0 | OP | GT | NG | 78 | 0.444 | 303562.667 | 113775 | Distributed from 923 Generation And Fuel | 1989 |  | CISO | Pacific Gas & Electric Co | 35.2269 | -119.6294 | California | 0 | 78 | 0 | 0 | 0 | 0 | 0 | 0 | 0 | 0 | 0
3147 | CA | Midway Sunset Cogen | 52169 | C | 0 | OP | GT | NG | 78 | 0.444 | 303562.667 | 113775 | Distributed from 923 Generation And Fuel | 1989 |  | CISO | Pacific Gas & Electric Co | 35.2269 | -119.6294 | California | 0 | 78 | 0 | 0 | 0 | 0 | 0 | 0 | 0 | 0 | 0
3148 | CA | Mill Creek 3 | 7147 | 3 | 0 | OP | HY | WAT | 1 | 0.199 | 1743.333 | 910.667 | Distributed from 923 Generation And Fuel | 1903 |  | CISO | Southern California Edison Co | 34.088 | -117.0395 | California | 0 | 0 | 0 | 0 | 0 | 0 | 0 | 1 | 0 | 0 | 0
3149 | CA | Mill Creek 3 | 7147 | 4 | 0 | OP | HY | WAT | 1 | 0.199 | 1743.333 | 910.667 | Distributed from 923 Generation And Fuel | 1904 |  | CISO | Southern California Edison Co | 34.088 | -117.0395 | California | 0 | 0 | 0 | 0 | 0 | 0 | 0 | 1 | 0 | 0 | 0
3150 | CA | Mill Creek 3 | 7147 | 5 | 0 | OP | HY | WAT | 1 | 0.199 | 1743.333 | 910.667 | Distributed from 923 Generation And Fuel | 1904 |  | CISO | Southern California Edison Co | 34.088 | -117.0395 | California | 0 | 0 | 0 | 0 | 0 | 0 | 0 | 1 | 0 | 0 | 0
3151 | CA | MillerCoors Irwindale Brewery | 58056 | JEN1 | 0 | OP | IC | OBG | 0.5 | 0.43 | 1883.5 | 802 | Distributed from 923 Generation And Fuel | 2007 |  | CISO | Southern California Edison Co | 34.1217 | -117.9383 | California | 0 | 0 | 0 | 0 | 0 | 0 | 0 | 0 | 0 | 0.5 | 0
3152 | CA | MillerCoors Irwindale Brewery | 58056 | JEN2 | 0 | OP | IC | OBG | 0.5 | 0.43 | 1883.5 | 802 | Distributed from 923 Generation And Fuel | 2007 |  | CISO | Southern California Edison Co | 34.1217 | -117.9383 | California | 0 | 0 | 0 | 0 | 0 | 0 | 0 | 0 | 0 | 0.5 | 0
3153 | CA | MillerCoors Irwindale Brewery | 58056 | PV | 0 | OP | PV | SUN | 2.5 | 0.218 | 4778 | 2542 | Distributed from 923 Generation And Fuel | 2015 |  | CISO | Southern California Edison Co | 34.1217 | -117.9383 | California | 0 | 0 | 0 | 0 | 0 | 2.5 | 0 | 0 | 0 | 0 | 0
3154 | CA | MillerCoors Irwindale Brewery | 58056 | T100 | 0 | OP | GT | NG | 5.2 | 0.117 | 5315.5 | 2494 | Distributed from 923 Generation And Fuel | 2002 |  | CISO | Southern California Edison Co | 34.1217 | -117.9383 | California | 0 | 5.2 | 0 | 0 | 0 | 0 | 0 | 0 | 0 | 0 | 0
3155 | CA | MillerCoors Irwindale Brewery | 58056 | T200 | 0 | OP | GT | NG | 5.2 | 0.117 | 5315.5 | 2494 | Distributed from 923 Generation And Fuel | 2002 |  | CISO | Southern California Edison Co | 34.1217 | -117.9383 | California | 0 | 5.2 | 0 | 0 | 0 | 0 | 0 | 0 | 0 | 0 | 0
3156 | CA | Millikan BESS | 60760 | PE101 | 0 | OP | BA | MWH | 2 | 0 | 0 | 0 | Distributed from 923 Generation And Fuel | 2016 |  | CISO | Southern California Edison Co | 33.691 | -117.833 | California | 0 | 0 | 0 | 0 | 0 | 0 | 0 | 0 | 0 | 2 | 0
3157 | CA | Mira Loma | 58698 | D960 | 0 | OP | PV | SUN | 1 | 0.149 | 1302.667 | 693 | Distributed from 923 Generation And Fuel | 2011 |  | CISO | Southern California Edison Co | 34.0131 | -117.5375 | California | 0 | 0 | 0 | 0 | 0 | 1 | 0 | 0 | 0 | 0 | 0
3158 | CA | Mira Loma | 58698 | D9611 | 0 | OP | PV | SUN | 1.5 | 0.149 | 1954 | 1039.5 | Distributed from 923 Generation And Fuel | 2011 |  | CISO | Southern California Edison Co | 34.0131 | -117.5375 | California | 0 | 0 | 0 | 0 | 0 | 1.5 | 0 | 0 | 0 | 0 | 0
3159 | CA | Mira Loma | 58698 | D9612 | 0 | OP | PV | SUN | 0.5 | 0.149 | 651.333 | 346.5 | Distributed from 923 Generation And Fuel | 2011 |  | CISO | Southern California Edison Co | 34.0131 | -117.5375 | California | 0 | 0 | 0 | 0 | 0 | 0.5 | 0 | 0 | 0 | 0 | 0
3160 | CA | Mira Loma Energy Storage Facility | 60661 | 013A | 0 | OP | BA | MWH | 10 | 0 | 0 | 0 | Distributed from 923 Generation And Fuel | 2016 |  | CISO | Southern California Edison Co | 34.0061 | -117.5609 | California | 0 | 0 | 0 | 0 | 0 | 0 | 0 | 0 | 0 | 10 | 0
3161 | CA | Mira Loma Energy Storage Facility | 60661 | 013B | 0 | OP | BA | MWH | 10 | 0 | 0 | 0 | Distributed from 923 Generation And Fuel | 2016 |  | CISO | Southern California Edison Co | 34.0061 | -117.5609 | California | 0 | 0 | 0 | 0 | 0 | 0 | 0 | 0 | 0 | 10 | 0
3162 | CA | Mira Loma Peaker | 56473 | 1 | 0 | OP | GT | NG | 49.8 | 0.075 | 32593 | 15291 | Distributed from 923 Generation And Fuel | 2007 |  | CISO | Southern California Edison Co | 34.0053 | -117.5604 | California | 0 | 49.8 | 0 | 0 | 0 | 0 | 0 | 0 | 0 | 0 | 0
3164 | CA | Miramar Energy Facility | 56232 | 1 | 0 | OP | GT | NG | 53 | 0.132 | 61406.5 | 28809 | Distributed from 923 Generation And Fuel | 2005 |  | CISO | San Diego Gas & Electric Co | 32.8769 | -117.1664 | California | 0 | 53 | 0 | 0 | 0 | 0 | 0 | 0 | 0 | 0 | 0
3165 | CA | Miramar Energy Facility | 56232 | 2 | 0 | OP | GT | NG | 53 | 0.132 | 61406.5 | 28809 | Distributed from 923 Generation And Fuel | 2009 |  | CISO | San Diego Gas & Electric Co | 32.8769 | -117.1664 | California | 0 | 53 | 0 | 0 | 0 | 0 | 0 | 0 | 0 | 0 | 0
3168 | CA | Mission Solar LLC | 59267 | PV9 | 0 | OP | PV | SUN | 1.5 | 0.274 | 3594 | 1912 | Distributed from 923 Generation And Fuel | 2014 |  | CISO | Pacific Gas & Electric Co | 37.2678 | -120.4825 | California | 0 | 0 | 0 | 0 | 0 | 1.5 | 0 | 0 | 0 | 0 | 0
3169 | CA | Mitchell Solar, LLC | 59411 | SNL18 | 0 | OP | PV | SUN | 1.5 | 0.341 | 4484 | 2385 | Distributed from 923 Generation And Fuel | 2014 |  | CISO | Southern California Edison Co | 34.765 | -117.3236 | California | 0 | 0 | 0 | 0 | 0 | 1.5 | 0 | 0 | 0 | 0 | 0
3170 | CA | MM Lopez Energy | 55161 | UNT1 | 0 | OP | IC | LFG | 3 | 0.76 | 19974.5 | 8505.5 | Distributed from 923 Generation And Fuel | 1998 |  | CISO | Southern California Edison Co | 34.2925 | -118.3894 | California | 0 | 0 | 0 | 0 | 0 | 0 | 0 | 0 | 0 | 3 | 0
3171 | CA | MM Lopez Energy | 55161 | UNT2 | 0 | OP | IC | LFG | 3 | 0.76 | 19974.5 | 8505.5 | Distributed from 923 Generation And Fuel | 1998 |  | CISO | Southern California Edison Co | 34.2925 | -118.3894 | California | 0 | 0 | 0 | 0 | 0 | 0 | 0 | 0 | 0 | 3 | 0
3172 | CA | MM San Diego-Miramar | 55094 | UNT1 | 0 | OP | IC | LFG | 1.6 | 0.907 | 12706.25 | 5410.5 | Distributed from 923 Generation And Fuel | 1997 |  | CISO | San Diego Gas & Electric Co | 32.8448 | -117.1627 | California | 0 | 0 | 0 | 0 | 0 | 0 | 0 | 0 | 0 | 1.6 | 0
3173 | CA | MM San Diego-Miramar | 55094 | UNT2 | 0 | OP | IC | LFG | 1.6 | 0.907 | 12706.25 | 5410.5 | Distributed from 923 Generation And Fuel | 1997 |  | CISO | San Diego Gas & Electric Co | 32.8448 | -117.1627 | California | 0 | 0 | 0 | 0 | 0 | 0 | 0 | 0 | 0 | 1.6 | 0
3174 | CA | MM San Diego-Miramar | 55094 | UNT3 | 0 | OP | IC | LFG | 1.6 | 0.907 | 12706.25 | 5410.5 | Distributed from 923 Generation And Fuel | 1997 |  | CISO | San Diego Gas & Electric Co | 32.8448 | -117.1627 | California | 0 | 0 | 0 | 0 | 0 | 0 | 0 | 0 | 0 | 1.6 | 0
3175 | CA | MM San Diego-Miramar | 55094 | UNT4 | 0 | OP | IC | LFG | 1.6 | 0.907 | 12706.25 | 5410.5 | Distributed from 923 Generation And Fuel | 1997 |  | CISO | San Diego Gas & Electric Co | 32.8448 | -117.1627 | California | 0 | 0 | 0 | 0 | 0 | 0 | 0 | 0 | 0 | 1.6 | 0
3176 | CA | MM San Diego-North City | 55602 | UNT1 | 0 | OP | IC | LFG | 0.9 | 0.922 | 7269 | 3095.75 | Distributed from 923 Generation And Fuel | 1999 |  | CISO | San Diego Gas & Electric Co | 32.8817 | -117.1958 | California | 0 | 0 | 0 | 0 | 0 | 0 | 0 | 0 | 0 | 0.9 | 0
3177 | CA | MM San Diego-North City | 55602 | UNT2 | 0 | OP | IC | LFG | 0.9 | 0.922 | 7269 | 3095.75 | Distributed from 923 Generation And Fuel | 1999 |  | CISO | San Diego Gas & Electric Co | 32.8817 | -117.1958 | California | 0 | 0 | 0 | 0 | 0 | 0 | 0 | 0 | 0 | 0.9 | 0
3178 | CA | MM San Diego-North City | 55602 | UNT3 | 0 | OP | IC | LFG | 0.9 | 0.922 | 7269 | 3095.75 | Distributed from 923 Generation And Fuel | 1999 |  | CISO | San Diego Gas & Electric Co | 32.8817 | -117.1958 | California | 0 | 0 | 0 | 0 | 0 | 0 | 0 | 0 | 0 | 0.9 | 0
3179 | CA | MM San Diego-North City | 55602 | UNT4 | 0 | OP | IC | LFG | 0.9 | 0.922 | 7269 | 3095.75 | Distributed from 923 Generation And Fuel | 1999 |  | CISO | San Diego Gas & Electric Co | 32.8817 | -117.1958 | California | 0 | 0 | 0 | 0 | 0 | 0 | 0 | 0 | 0 | 0.9 | 0
3182 | CA | MM West Covina | 54015 | GEN2 | 0 | OP | ST | LFG | 6.8 | 0.802 | 47791 | 20349.697 | EIA-923 Generator File | 1993 |  | CISO | Southern California Edison Co | 34.0332 | -117.9061 | California | 0 | 0 | 0 | 0 | 0 | 0 | 0 | 0 | 0 | 6.8 | 0
3184 | CA | MM Yolo Power | 54567 | 1 | 0 | OP | IC | LFG | 0.6 | 0.702 | 3690.429 | 1571.357 | Distributed from 923 Generation And Fuel | 1990 |  | CISO | Pacific Gas & Electric Co | 38.5963 | -121.6875 | California | 0 | 0 | 0 | 0 | 0 | 0 | 0 | 0 | 0 | 0.6 | 0
3185 | CA | MM Yolo Power | 54567 | 2 | 0 | OP | IC | LFG | 0.6 | 0.702 | 3690.429 | 1571.357 | Distributed from 923 Generation And Fuel | 1990 |  | CISO | Pacific Gas & Electric Co | 38.5963 | -121.6875 | California | 0 | 0 | 0 | 0 | 0 | 0 | 0 | 0 | 0 | 0.6 | 0
3186 | CA | MM Yolo Power | 54567 | 3 | 0 | OP | IC | LFG | 0.6 | 0.702 | 3690.429 | 1571.357 | Distributed from 923 Generation And Fuel | 1990 |  | CISO | Pacific Gas & Electric Co | 38.5963 | -121.6875 | California | 0 | 0 | 0 | 0 | 0 | 0 | 0 | 0 | 0 | 0.6 | 0
3187 | CA | MM Yolo Power | 54567 | 4 | 0 | OP | IC | LFG | 0.6 | 0.702 | 3690.429 | 1571.357 | Distributed from 923 Generation And Fuel | 1993 |  | CISO | Pacific Gas & Electric Co | 38.5963 | -121.6875 | California | 0 | 0 | 0 | 0 | 0 | 0 | 0 | 0 | 0 | 0.6 | 0
3192 | CA | Moccasin | 381 | 1 | 0 | OP | HY | WAT | 50 | 0.41 | 179738 | 84340 | Distributed from 923 Generation And Fuel | 1969 |  | CISO | Pacific Gas & Electric Co | 37.8094 | -120.2993 | California | 0 | 0 | 0 | 0 | 0 | 0 | 0 | 50 | 0 | 0 | 0
3193 | CA | Moccasin | 381 | 2 | 0 | OP | HY | WAT | 50 | 0.41 | 179738 | 84340 | Distributed from 923 Generation And Fuel | 1969 |  | CISO | Pacific Gas & Electric Co | 37.8094 | -120.2993 | California | 0 | 0 | 0 | 0 | 0 | 0 | 0 | 50 | 0 | 0 | 0
3194 | CA | Moccasin Low Head Hydro Project | 751 | 1 | 0 | OP | HY | WAT | 2.9 | 0.053 | 1359 | 710 | Distributed from 923 Generation And Fuel | 1987 |  | CISO | Pacific Gas & Electric Co | 37.8164 | -120.312 | California | 0 | 0 | 0 | 0 | 0 | 0 | 0 | 2.9 | 0 | 0 | 0
3195 | CA | Mojave 16 | 50821 | GEN1 | 0 | OP | WT | WND | 30 | 0.14 | 36900 | 19862 | Distributed from 923 Generation And Fuel | 1989 |  | CISO | Southern California Edison Co | 35.045 | -118.2642 | California | 0 | 0 | 0 | 0 | 30 | 0 | 0 | 0 | 0 | 0 | 0
3196 | CA | Mojave 17 | 50822 | GEN1 | 0 | OP | WT | WND | 25 | 0.15 | 32898 | 17382 | Distributed from 923 Generation And Fuel | 1989 |  | CISO | Southern California Edison Co | 35.044 | -118.2765 | California | 0 | 0 | 0 | 0 | 25 | 0 | 0 | 0 | 0 | 0 | 0
3197 | CA | Mojave 18 | 50823 | GEN1 | 0 | OP | WT | WND | 30 | 0.186 | 48832 | 24262 | Distributed from 923 Generation And Fuel | 1989 |  | CISO | Southern California Edison Co | 35.046 | -118.2757 | California | 0 | 0 | 0 | 0 | 30 | 0 | 0 | 0 | 0 | 0 | 0
3198 | CA | Mojave 3 | 52143 | GEN1 | 0 | OP | WT | WND | 23.5 | 0.312 | 64184 | 35319 | Distributed from 923 Generation And Fuel | 1990 |  | CISO | Southern California Edison Co | 35.068 | -118.2898 | California | 0 | 0 | 0 | 0 | 23.5 | 0 | 0 | 0 | 0 | 0 | 0
3199 | CA | Mojave 4 | 52142 | GEN1 | 0 | OP | WT | WND | 29 | 0.314 | 79678 | 42475 | Distributed from 923 Generation And Fuel | 1990 |  | CISO | Southern California Edison Co | 35.0506 | -118.2572 | California | 0 | 0 | 0 | 0 | 29 | 0 | 0 | 0 | 0 | 0 | 0
3200 | CA | Mojave 5 | 52144 | GEN1 | 0 | OP | WT | WND | 22.5 | 0.33 | 65104 | 35826 | Distributed from 923 Generation And Fuel | 1990 |  | CISO | Southern California Edison Co | 35.076 | -118.2487 | California | 0 | 0 | 0 | 0 | 22.5 | 0 | 0 | 0 | 0 | 0 | 0
3201 | CA | Mojave Siphon | 7072 | 1 | 0 | OP | HY | WAT | 10.9 | 0.218 | 20792 | 10862.667 | Distributed from 923 Generation And Fuel | 1996 |  | CISO | Southern California Edison Co | 34.3074 | -117.3235 | California | 0 | 0 | 0 | 0 | 0 | 0 | 0 | 10.9 | 0 | 0 | 0
3202 | CA | Mojave Siphon | 7072 | 2 | 0 | OP | HY | WAT | 10.9 | 0.218 | 20792 | 10862.667 | Distributed from 923 Generation And Fuel | 1996 |  | CISO | Southern California Edison Co | 34.3074 | -117.3235 | California | 0 | 0 | 0 | 0 | 0 | 0 | 0 | 10.9 | 0 | 0 | 0
3203 | CA | Mojave Siphon | 7072 | 3 | 0 | OP | HY | WAT | 10.9 | 0.218 | 20792 | 10862.667 | Distributed from 923 Generation And Fuel | 1996 |  | CISO | Southern California Edison Co | 34.3074 | -117.3235 | California | 0 | 0 | 0 | 0 | 0 | 0 | 0 | 10.9 | 0 | 0 | 0
3204 | CA | Mojave Solar Project | 57331 | MSP1 | 1 | OP | ST | SUN | 140 | 0.255 | 312453.5 | 195435 | Distributed from 923 Generation And Fuel | 2014 |  | CISO | Southern California Edison Co | 35.0177 | -117.3391 | California | 0 | 0 | 0 | 0 | 0 | 0 | 140 | 0 | 0 | 0 | 0
3205 | CA | Mojave Solar Project | 57331 | MSP2 | 1 | OP | ST | SUN | 140 | 0.255 | 312453.5 | 195435 | Distributed from 923 Generation And Fuel | 2014 |  | CISO | Southern California Edison Co | 35.0177 | -117.3391 | California | 0 | 0 | 0 | 0 | 0 | 0 | 140 | 0 | 0 | 0 | 0
3206 | CA | Monterey Regional Water Cogen Facility | 54951 | EG1 | 0 | OP | IC | OBG | 0.6 | 0.548 | 2881 | 1265.333 | Distributed from 923 Generation And Fuel | 1988 |  | CISO | Pacific Gas & Electric Co | 36.7056 | -121.7714 | California | 0 | 0 | 0 | 0 | 0 | 0 | 0 | 0 | 0 | 0.6 | 0
3207 | CA | Monterey Regional Water Cogen Facility | 54951 | EG2 | 0 | OP | IC | OBG | 0.6 | 0.548 | 2881 | 1265.333 | Distributed from 923 Generation And Fuel | 1988 |  | CISO | Pacific Gas & Electric Co | 36.7056 | -121.7714 | California | 0 | 0 | 0 | 0 | 0 | 0 | 0 | 0 | 0 | 0.6 | 0
3208 | CA | Monterey Regional Water Cogen Facility | 54951 | EG3 | 0 | OP | IC | OBG | 0.6 | 0.548 | 2881 | 1265.333 | Distributed from 923 Generation And Fuel | 1988 |  | CISO | Pacific Gas & Electric Co | 36.7056 | -121.7714 | California | 0 | 0 | 0 | 0 | 0 | 0 | 0 | 0 | 0 | 0.6 | 0
3209 | CA | Monterey Regional Water Pollution Contro | 58633 | 1 | 0 | OP | PV | SUN | 1 | 0.146 | 1282 | 682 | Distributed from 923 Generation And Fuel | 2010 |  | CISO | Pacific Gas & Electric Co | 36.7211 | -121.7878 | California | 0 | 0 | 0 | 0 | 0 | 1 | 0 | 0 | 0 | 0 | 0
3210 | CA | Montezuma Wind II | 57701 | 1 | 0 | OP | WT | WND | 78.2 | 0.293 | 200624 | 135517 | Distributed from 923 Generation And Fuel | 2012 |  | CISO | Pacific Gas & Electric Co | 38.1167 | -121.8219 | California | 0 | 0 | 0 | 0 | 78.2 | 0 | 0 | 0 | 0 | 0 | 0
3211 | CA | Montgomery Creek Hydro | 55009 | GEN1 | 0 | OP | HY | WAT | 2.6 | 0.489 | 11134 | 5817 | Distributed from 923 Generation And Fuel | 1987 |  | CISO | Pacific Gas & Electric Co | 40.8468 | -121.9564 | California | 0 | 0 | 0 | 0 | 0 | 0 | 0 | 2.6 | 0 | 0 | 0
3212 | CA | Monticello Dam | 7646 | 1 | 0 | OP | HY | WAT | 5 | 0.347 | 15199.565 | 7940.87 | Distributed from 923 Generation And Fuel | 1983 |  | CISO | Pacific Gas & Electric Co | 38.5131 | -122.1044 | California | 0 | 0 | 0 | 0 | 0 | 0 | 0 | 5 | 0 | 0 | 0
3213 | CA | Monticello Dam | 7646 | 2 | 0 | OP | HY | WAT | 5 | 0.347 | 15199.565 | 7940.87 | Distributed from 923 Generation And Fuel | 1983 |  | CISO | Pacific Gas & Electric Co | 38.5131 | -122.1044 | California | 0 | 0 | 0 | 0 | 0 | 0 | 0 | 5 | 0 | 0 | 0
3214 | CA | Monticello Dam | 7646 | 3 | 0 | OP | HY | WAT | 1.5 | 0.347 | 4559.87 | 2382.261 | Distributed from 923 Generation And Fuel | 1983 |  | CISO | Pacific Gas & Electric Co | 38.5131 | -122.1044 | California | 0 | 0 | 0 | 0 | 0 | 0 | 0 | 1.5 | 0 | 0 | 0
3215 | CA | Morelos del Sol | 60007 | MORLS | 0 | OP | PV | SUN | 15 | 0.297 | 39044 | 20771 | Distributed from 923 Generation And Fuel | 2015 |  | CISO | Pacific Gas & Electric Co | 35.7314 | -119.8187 | California | 0 | 0 | 0 | 0 | 0 | 15 | 0 | 0 | 0 | 0 | 0
3216 | CA | Morgan Lancaster 1 | 59942 | ML1 | 0 | OP | PV | SUN | 1.5 | 0.325 | 4272 | 2273 | Distributed from 923 Generation And Fuel | 2015 |  | CISO | Southern California Edison Co | 34.6608 | -118.0836 | California | 0 | 0 | 0 | 0 | 0 | 1.5 | 0 | 0 | 0 | 0 | 0
3219 | CA | Mountain View I&2 | 55719 | GEN2 | 0 | OP | WT | WND | 22.2 | 0.315 | 61275.667 | 34418.667 | Distributed from 923 Generation And Fuel | 2001 |  | CISO | Southern California Edison Co | 33.9211 | -116.5642 | California | 0 | 0 | 0 | 0 | 22.2 | 0 | 0 | 0 | 0 | 0 | 0
3220 | CA | Mountain View I&2 | 55719 | GENI | 0 | OP | WT | WND | 44.4 | 0.315 | 122551.333 | 68837.333 | Distributed from 923 Generation And Fuel | 2001 |  | CISO | Southern California Edison Co | 33.9211 | -116.5642 | California | 0 | 0 | 0 | 0 | 44.4 | 0 | 0 | 0 | 0 | 0 | 0
3221 | CA | Mountain View III | 56112 | V47 | 0 | OP | WT | WND | 22.4 | 0.375 | 73553 | 40475 | Distributed from 923 Generation And Fuel | 2003 |  | CISO | Southern California Edison Co | 33.9141 | -116.5914 | California | 0 | 0 | 0 | 0 | 22.4 | 0 | 0 | 0 | 0 | 0 | 0
3222 | CA | Mountain View IV | 57459 | 1 | 0 | OP | WT | WND | 49 | 0.387 | 165961 | 95100 | Distributed from 923 Generation And Fuel | 2012 |  | CISO | Southern California Edison Co | 33.8816 | -116.5527 | California | 0 | 0 | 0 | 0 | 49 | 0 | 0 | 0 | 0 | 0 | 0
3223 | CA | Mountainview Generating Station | 358 | MV3A | 0 | OP | CT | NG | 164.6 | 0.514 | 741144.02 | 344382 | EIA-923 Generator File | 2005 |  | CISO | Southern California Edison Co | 34.0818 | -117.2418 | California | 164.6 | 0 | 0 | 0 | 0 | 0 | 0 | 0 | 0 | 0 | 0
3224 | CA | Mountainview Generating Station | 358 | MV3B | 0 | OP | CT | NG | 164.6 | 0.493 | 710713.18 | 327325 | EIA-923 Generator File | 2005 |  | CISO | Southern California Edison Co | 34.0818 | -117.2418 | California | 164.6 | 0 | 0 | 0 | 0 | 0 | 0 | 0 | 0 | 0 | 0
3225 | CA | Mountainview Generating Station | 358 | MV3C | 2 | OP | CA | NG | 189.2 | 0.532 | 881140.24 | 404955 | EIA-923 Generator File | 2005 |  | CISO | Southern California Edison Co | 34.0818 | -117.2418 | California | 189.2 | 0 | 0 | 0 | 0 | 0 | 0 | 0 | 0 | 0 | 0
3226 | CA | Mountainview Generating Station | 358 | MV4A | 0 | OP | CT | NG | 164.6 | 0.549 | 791311.45 | 390639 | EIA-923 Generator File | 2006 |  | CISO | Southern California Edison Co | 34.0818 | -117.2418 | California | 164.6 | 0 | 0 | 0 | 0 | 0 | 0 | 0 | 0 | 0 | 0
3227 | CA | Mountainview Generating Station | 358 | MV4B | 0 | OP | CT | NG | 164.6 | 0.56 | 806801.38 | 381831 | EIA-923 Generator File | 2006 |  | CISO | Southern California Edison Co | 34.0818 | -117.2418 | California | 164.6 | 0 | 0 | 0 | 0 | 0 | 0 | 0 | 0 | 0 | 0
3228 | CA | Mountainview Generating Station | 358 | MV4C | 2 | OP | CA | NG | 189.2 | 0.579 | 959661.74 | 464519 | EIA-923 Generator File | 2006 |  | CISO | Southern California Edison Co | 34.0818 | -117.2418 | California | 189.2 | 0 | 0 | 0 | 0 | 0 | 0 | 0 | 0 | 0 | 0
3232 | CA | Mt Poso Cogeneration | 54626 | TG01 | 1 | OP | ST | WDS | 62 | 0.475 | 258203 | 114932 | EIA-923 Generator File | 1989 |  | CISO | Pacific Gas & Electric Co | 35.5763 | -119.0062 | California | 0 | 0 | 0 | 0 | 0 | 0 | 0 | 0 | 0 | 62 | 0
3233 | CA | Muck Valley Hydroelectric | 10458 | GEN1 | 0 | OP | HY | WAT | 29.9 | 0.337 | 88172 | 46065 | Distributed from 923 Generation And Fuel | 1988 |  | CISO | Pacific Gas & Electric Co | 40.9764 | -121.2558 | California | 0 | 0 | 0 | 0 | 0 | 0 | 0 | 29.9 | 0 | 0 | 0
3234 | CA | Municipal Cogen Plant | 50674 | GEN1A | 0 | OP | IC | NG | 1.2 | 0.428 | 4496 | 2109 | Distributed from 923 Generation And Fuel | 2015 |  | CISO | Southern California Edison Co | 33.8247 | -116.5106 | California | 0 | 1.2 | 0 | 0 | 0 | 0 | 0 | 0 | 0 | 0 | 0
3237 | CA | Munro Valley Solar | 60412 | MUN | 0 | OP | PV | SUN | 4 | 0.012 | 405 | 0 | Distributed from 923 Generation And Fuel | 2016 |  | CISO | Los Angeles Department of Water & Power | 36.2647 | -117.9955 | California | 0 | 0 | 0 | 0 | 0 | 4 | 0 | 0 | 0 | 0 | 0
3238 | CA | Murphys | 261 | 1 | 0 | OP | HY | WAT | 3.6 | 0.436 | 13756 | 7187 | Distributed from 923 Generation And Fuel | 1954 |  | CISO | Pacific Gas & Electric Co | 38.1471 | -120.4464 | California | 0 | 0 | 0 | 0 | 0 | 0 | 0 | 3.6 | 0 | 0 | 0
3239 | CA | Mustang Hills LLC | 57833 | AW06 | 0 | OP | WT | WND | 150 | 0.239 | 314587 | 161760 | Distributed from 923 Generation And Fuel | 2012 |  | CISO | Southern California Edison Co | 35.0309 | -118.2932 | California | 0 | 0 | 0 | 0 | 150 | 0 | 0 | 0 | 0 | 0 | 0
3241 | CA | Nacimiento Hydro Project | 50352 | 1 | 0 | OP | HY | WAT | 4 | 0.028 | 965.455 | 504.545 | Distributed from 923 Generation And Fuel | 1987 |  | CISO | Pacific Gas & Electric Co | 35.7986 | -120.8833 | California | 0 | 0 | 0 | 0 | 0 | 0 | 0 | 4 | 0 | 0 | 0
3242 | CA | Nacimiento Hydro Project | 50352 | 2 | 0 | OP | HY | WAT | 0.4 | 0.028 | 96.545 | 50.455 | Distributed from 923 Generation And Fuel | 1987 |  | CISO | Pacific Gas & Electric Co | 35.7986 | -120.8833 | California | 0 | 0 | 0 | 0 | 0 | 0 | 0 | 0.4 | 0 | 0 | 0
3243 | CA | Narrows 2 | 455 | 1 | 0 | OP | HY | WAT | 46.7 | 0.07 | 28713 | 15001 | Distributed from 923 Generation And Fuel | 1969 |  | CISO | Pacific Gas & Electric Co | 39.239 | -121.2704 | California | 0 | 0 | 0 | 0 | 0 | 0 | 0 | 46.7 | 0 | 0 | 0
3244 | CA | Narrows PH | 262 | 1 | 0 | OP | HY | WAT | 10.2 | 0.469 | 41923 | 21902 | Distributed from 923 Generation And Fuel | 1942 |  | CISO | Pacific Gas & Electric Co | 39.2364 | -121.2717 | California | 0 | 0 | 0 | 0 | 0 | 0 | 0 | 10.2 | 0 | 0 | 0
3245 | CA | Navajo Solar Power Generation Station 1 LLC | 58610 | NSP1 | 0 | OP | PV | SUN | 1.5 | 0.345 | 4537 | 2414 | Distributed from 923 Generation And Fuel | 2013 |  | CISO | Southern California Edison Co | 34.5511 | -117.1911 | California | 0 | 0 | 0 | 0 | 0 | 1.5 | 0 | 0 | 0 | 0 | 0
3246 | CA | Naval Air Weapons Station China Lake | 57764 | 1 | 0 | OP | PV | SUN | 11.1 | 0.303 | 29424 | 15653 | Distributed from 923 Generation And Fuel | 2012 |  | CISO | Southern California Edison Co | 35.6877 | -117.6814 | California | 0 | 0 | 0 | 0 | 0 | 11.1 | 0 | 0 | 0 | 0 | 0
3247 | CA | Naval Hospital Medical Center | 50963 | 4TG | 0 | OP | GT | NG | 5.3 | 0.088 | 4083 | 1916 | Distributed from 923 Generation And Fuel | 2003 |  | CISO | San Diego Gas & Electric Co | 32.7261 | -117.1464 | California | 0 | 5.3 | 0 | 0 | 0 | 0 | 0 | 0 | 0 | 0 | 0
3252 | CA | Naval Station Energy Facility | 10811 | GEN1 | 0 | OP | CT | NG | 38.4 | 0.845 | 284156.65 | 124595 | EIA-923 Generator File | 1989 |  | CISO | San Diego Gas & Electric Co | 32.6793 | -117.1224 | California | 38.4 | 0 | 0 | 0 | 0 | 0 | 0 | 0 | 0 | 0 | 0
3253 | CA | Naval Station Energy Facility | 10811 | GEN2 | 1 | OP | CA | NG | 11.6 | 0.676 | 68728.38 | 30455 | EIA-923 Generator File | 1989 |  | CISO | San Diego Gas & Electric Co | 32.6793 | -117.1224 | California | 11.6 | 0 | 0 | 0 | 0 | 0 | 0 | 0 | 0 | 0 | 0
3254 | CA | Naval Station Energy Facility | 10811 | GEN3 | 1 | OP | CA | NG | 5.2 | 0 | 0 | 0 | EIA-923 Generator File | 2005 |  | CISO | San Diego Gas & Electric Co | 32.6793 | -117.1224 | California | 5.2 | 0 | 0 | 0 | 0 | 0 | 0 | 0 | 0 | 0 | 0
3257 | CA | Nelson Creek | 50223 | 1296 | 0 | OP | HY | WAT | 1.2 | 0.238 | 2502 | 1307 | Distributed from 923 Generation And Fuel | 1989 |  | CISO | Pacific Gas & Electric Co | 41.0289 | -121.8924 | California | 0 | 0 | 0 | 0 | 0 | 0 | 0 | 1.2 | 0 | 0 | 0
3258 | CA | New Hogan Power Plant | 50755 | GEN1 | 0 | OP | HY | WAT | 2 | 0.183 | 3210.667 | 1677.333 | Distributed from 923 Generation And Fuel | 1989 |  | CISO | Pacific Gas & Electric Co | 38.1496 | -120.8149 | California | 0 | 0 | 0 | 0 | 0 | 0 | 0 | 2 | 0 | 0 | 0
3259 | CA | New Hogan Power Plant | 50755 | GEN2 | 0 | OP | HY | WAT | 1 | 0.183 | 1605.333 | 838.667 | Distributed from 923 Generation And Fuel | 1989 |  | CISO | Pacific Gas & Electric Co | 38.1496 | -120.8149 | California | 0 | 0 | 0 | 0 | 0 | 0 | 0 | 1 | 0 | 0 | 0
3262 | CA | Newberry Solar 1 LLC | 58226 | 1 | 0 | OP | PV | SUN | 1.5 | 0.194 | 2546 | 1354 | Distributed from 923 Generation And Fuel | 2013 |  | CISO | Southern California Edison Co | 34.8536 | -116.6831 | California | 0 | 0 | 0 | 0 | 0 | 1.5 | 0 | 0 | 0 | 0 | 0
3263 | CA | Newcastle | 632 | 1 | 0 | OP | HY | WAT | 12.7 | 0.144 | 16068 | 8395 | Distributed from 923 Generation And Fuel | 1986 |  | CISO | Pacific Gas & Electric Co | 38.8352 | -121.093 | California | 0 | 0 | 0 | 0 | 0 | 0 | 0 | 12.7 | 0 | 0 | 0
3264 | CA | New-Indy Ontario Mill | 10427 | GEN1 | 0 | OP | GT | NG | 34 | 0.823 | 244988 | 114936 | Distributed from 923 Generation And Fuel | 1985 |  | CISO | Southern California Edison Co | 34.0454 | -117.5402 | California | 0 | 34 | 0 | 0 | 0 | 0 | 0 | 0 | 0 | 0 | 0
3266 | CA | Nickel 1 Solar Facility | 58034 | 1 | 0 | OP | PV | SUN | 1.5 | 0.228 | 2991 | 1591 | Distributed from 923 Generation And Fuel | 2012 |  | CISO | Pacific Gas & Electric Co | 35.6473 | -119.7165 | California | 0 | 0 | 0 | 0 | 0 | 1.5 | 0 | 0 | 0 | 0 | 0
3267 | CA | Nicolis Solar PV Plant | 59600 | GEN1 | 0 | OP | PV | SUN | 20 | 0.059 | 10254 | 3313 | Distributed from 923 Generation And Fuel | 2016 |  | CISO | Southern California Edison Co | 35.8358 | -119.0561 | California | 0 | 0 | 0 | 0 | 0 | 20 | 0 | 0 | 0 | 0 | 0
3272 | CA | Nordhoff Place | 59652 | W4162 | 0 | OP | PV | SUN | 1.2 | 0.168 | 1765 | 939 | Distributed from 923 Generation And Fuel | 2014 |  | LDWP | Los Angeles Department of Water & Power | 34.2367 | -118.5658 | California | 0 | 0 | 0 | 0 | 0 | 1.2 | 0 | 0 | 0 | 0 | 0
3273 | CA | North Bay Solar 1 | 58748 | NBWT | 0 | OP | PV | SUN | 1 | 0.246 | 2153 | 1145 | Distributed from 923 Generation And Fuel | 2013 |  | CISO | Pacific Gas & Electric Co | 38.3006 | -121.9664 | California | 0 | 0 | 0 | 0 | 0 | 1 | 0 | 0 | 0 | 0 | 0
3278 | CA | North City Cogeneration Facility | 60571 | NCEP | 0 | OP | IC | LFG | 1.6 | 0.651 | 9126 | 3886 | Distributed from 923 Generation And Fuel | 2013 |  | CISO | San Diego Gas & Electric Co | 32.8778 | -117.1978 | California | 0 | 0 | 0 | 0 | 0 | 0 | 0 | 0 | 0 | 1.6 | 0
3290 | CA | North Island Energy Facility | 10812 | GEN1 | 0 | OP | CT | NG | 36.3 | 0.92 | 292479 | 137216.112 | EIA-923 Generator File | 1989 |  | CISO | San Diego Gas & Electric Co | 32.7052 | -117.1897 | California | 36.3 | 0 | 0 | 0 | 0 | 0 | 0 | 0 | 0 | 0 | 0
3291 | CA | North Island Energy Facility | 10812 | GEN2 | 0 | OP | CA | NG | 4 | 0.459 | 16069 | 7538.749 | EIA-923 Generator File | 1989 |  | CISO | San Diego Gas & Electric Co | 32.7052 | -117.1897 | California | 4 | 0 | 0 | 0 | 0 | 0 | 0 | 0 | 0 | 0 | 0
3292 | CA | North Lancaster Ranch | 59962 | NLR | 0 | OP | PV | SUN | 20 | 0.006 | 969 | 0 | Distributed from 923 Generation And Fuel | 2016 |  | CISO | Southern California Edison Co | 34.7195 | -118.313 | California | 0 | 0 | 0 | 0 | 0 | 20 | 0 | 0 | 0 | 0 | 0
3296 | CA | North Palm Springs 1A | 57743 | 1 | 0 | OP | PV | SUN | 2.5 | 0.168 | 3678 | 1957 | Distributed from 923 Generation And Fuel | 2012 |  | CISO | Southern California Edison Co | 33.9242 | -116.5933 | California | 0 | 0 | 0 | 0 | 0 | 2.5 | 0 | 0 | 0 | 0 | 0
3297 | CA | North Palm Springs 4A | 57722 | 1 | 0 | OP | PV | SUN | 4 | 0.161 | 5630 | 2995 | Distributed from 923 Generation And Fuel | 2012 |  | CISO | Southern California Edison Co | 33.9097 | -116.5625 | California | 0 | 0 | 0 | 0 | 0 | 4 | 0 | 0 | 0 | 0 | 0
3299 | CA | North Sky River Energy LLC | 58154 | GEN1 | 0 | OP | WT | WND | 162 | 0.327 | 464374 | 235978 | Distributed from 923 Generation And Fuel | 2012 |  | CISO | Southern California Edison Co | 35.3478 | -118.1864 | California | 0 | 0 | 0 | 0 | 162 | 0 | 0 | 0 | 0 | 0 | 0
3300 | CA | North Star Solar | 58713 | NSTR | 0 | OP | PV | SUN | 62.5 | 0.273 | 149639 | 81277 | Distributed from 923 Generation And Fuel | 2015 |  | CISO | Pacific Gas & Electric Co | 36.73 | -120.41 | California | 0 | 0 | 0 | 0 | 0 | 62.5 | 0 | 0 | 0 | 0 | 0
3301 | CA | Nove Power Plant | 50831 | GEN1 | 0 | OP | IC | LFG | 1 | 0.181 | 1587 | 675.667 | Distributed from 923 Generation And Fuel | 1985 |  | CISO | City of Alameda | 37.9676 | -122.382 | California | 0 | 0 | 0 | 0 | 0 | 0 | 0 | 0 | 0 | 1 | 0
3302 | CA | Nove Power Plant | 50831 | GEN2 | 0 | OP | IC | LFG | 1 | 0.181 | 1587 | 675.667 | Distributed from 923 Generation And Fuel | 1987 |  | CISO | City of Alameda | 37.9676 | -122.382 | California | 0 | 0 | 0 | 0 | 0 | 0 | 0 | 0 | 0 | 1 | 0
3303 | CA | Nove Power Plant | 50831 | GEN3 | 0 | OP | IC | LFG | 1 | 0.181 | 1587 | 675.667 | Distributed from 923 Generation And Fuel | 1985 |  | CISO | City of Alameda | 37.9676 | -122.382 | California | 0 | 0 | 0 | 0 | 0 | 0 | 0 | 0 | 0 | 1 | 0
3304 | CA | NRG Energy San Diego | 54337 | 1 | 0 | OP | IC | NG | 0.8 | 0.092 | 647 | 303.5 | Distributed from 923 Generation And Fuel | 1986 |  | CISO | San Diego Gas & Electric Co | 32.7149 | -117.1689 | California | 0 | 0.8 | 0 | 0 | 0 | 0 | 0 | 0 | 0 | 0 | 0
3305 | CA | NRG Energy San Diego | 54337 | 2 | 0 | OP | IC | NG | 0.8 | 0.092 | 647 | 303.5 | Distributed from 923 Generation And Fuel | 1986 |  | CISO | San Diego Gas & Electric Co | 32.7149 | -117.1689 | California | 0 | 0.8 | 0 | 0 | 0 | 0 | 0 | 0 | 0 | 0 | 0
3306 | CA | NRG Solar Blythe LLC | 56939 | 1 | 0 | OP | PV | SUN | 21 | 0.247 | 45470 | 24190 | Distributed from 923 Generation And Fuel | 2009 |  | CISO | Southern California Edison Co | 33.5917 | -114.7444 | California | 0 | 0 | 0 | 0 | 0 | 21 | 0 | 0 | 0 | 0 | 0
3307 | CA | NRG Solar Borrego I | 57455 | SB1 | 0 | OP | PV | SUN | 26 | 0.312 | 71082 | 38091 | Distributed from 923 Generation And Fuel | 2013 |  | CISO | San Diego Gas & Electric Co | 33.2989 | -116.3508 | California | 0 | 0 | 0 | 0 | 0 | 26 | 0 | 0 | 0 | 0 | 0
3308 | CA | NRG Solar Oasis LLC | 59528 | OASIS | 0 | OP | PV | SUN | 20 | 0.337 | 59114 | 31448 | Distributed from 923 Generation And Fuel | 2016 |  | CISO | Southern California Edison Co | 34.6489 | -118.0767 | California | 0 | 0 | 0 | 0 | 0 | 20 | 0 | 0 | 0 | 0 | 0
3309 | CA | NTC/MCRD Energy Facility | 10810 | GEN1 | 0 | OP | CT | NG | 23 | 0.746 | 150314 | 70519.602 | EIA-923 Generator File | 1989 |  | CISO | San Diego Gas & Electric Co | 32.7353 | -117.2083 | California | 23 | 0 | 0 | 0 | 0 | 0 | 0 | 0 | 0 | 0 | 0
3310 | CA | NTC/MCRD Energy Facility | 10810 | GEN2 | 0 | OP | CA | NG | 2.6 | 0.722 | 16434 | 7709.988 | EIA-923 Generator File | 1989 |  | CISO | San Diego Gas & Electric Co | 32.7353 | -117.2083 | California | 2.6 | 0 | 0 | 0 | 0 | 0 | 0 | 0 | 0 | 0 | 0
3311 | CA | Nunn | 58448 | 1 | 0 | OP | PV | SUN | 1 | 0.337 | 2956 | 1573 | Distributed from 923 Generation And Fuel | 2013 |  | CISO | Southern California Edison Co | 34.5092 | -117.1544 | California | 0 | 0 | 0 | 0 | 0 | 1 | 0 | 0 | 0 | 0 | 0
3312 | CA | Oak Creek Energy Systems I | 50754 | GEN1 | 0 | OP | WT | WND | 3.5 | 0.217 | 6660.957 | 3251.043 | Distributed from 923 Generation And Fuel | 1982 |  | CISO | Southern California Edison Co | 35.0439 | -118.2764 | California | 0 | 0 | 0 | 0 | 3.5 | 0 | 0 | 0 | 0 | 0 | 0
3313 | CA | Oak Creek Energy Systems I | 50754 | GEN2 | 0 | OP | WT | WND | 4.2 | 0.217 | 7993.148 | 3901.252 | Distributed from 923 Generation And Fuel | 1993 |  | CISO | Southern California Edison Co | 35.0439 | -118.2764 | California | 0 | 0 | 0 | 0 | 4.2 | 0 | 0 | 0 | 0 | 0 | 0
3314 | CA | Oak Creek Energy Systems I | 50754 | GEN3 | 0 | OP | WT | WND | 23.1 | 0.217 | 43962.313 | 21456.887 | Distributed from 923 Generation And Fuel | 1999 |  | CISO | Southern California Edison Co | 35.0439 | -118.2764 | California | 0 | 0 | 0 | 0 | 23.1 | 0 | 0 | 0 | 0 | 0 | 0
3315 | CA | Oak Creek Energy Systems I | 50754 | GEN4 | 0 | OP | WT | WND | 3.7 | 0.217 | 7041.583 | 3436.817 | Distributed from 923 Generation And Fuel | 1999 |  | CISO | Southern California Edison Co | 35.0439 | -118.2764 | California | 0 | 0 | 0 | 0 | 3.7 | 0 | 0 | 0 | 0 | 0 | 0
3316 | CA | Oak Flat | 626 | 1 | 0 | OP | HY | WAT | 1.4 | 0.479 | 5873 | 3068 | Distributed from 923 Generation And Fuel | 1985 |  | CISO | Pacific Gas & Electric Co | 40.0753 | -121.1614 | California | 0 | 0 | 0 | 0 | 0 | 0 | 0 | 1.4 | 0 | 0 | 0
3320 | CA | Oakley Solar Project | 58376 | 1 | 0 | OP | PV | SUN | 1.5 | 0.194 | 2546 | 1354 | Distributed from 923 Generation And Fuel | 2013 |  | CISO | Pacific Gas & Electric Co | 38.0017 | -121.7478 | California | 0 | 0 | 0 | 0 | 0 | 1.5 | 0 | 0 | 0 | 0 | 0
3321 | CA | Oasis Wind | 56302 | 1 | 0 | OP | WT | WND | 60 | 0.34 | 178931 | 92692 | Distributed from 923 Generation And Fuel | 2004 |  | CISO | San Diego Gas & Electric Co | 35.0609 | -118.2924 | California | 0 | 0 | 0 | 0 | 60 | 0 | 0 | 0 | 0 | 0 | 0
3322 | CA | Occidental College Solar Project | 57311 | 1 | 0 | OP | PV | SUN | 1 | 0.212 | 1858 | 988 | Distributed from 923 Generation And Fuel | 2013 |  | LDWP | Los Angeles Department of Water & Power | 34.1283 | -118.2069 | California | 0 | 0 | 0 | 0 | 0 | 1 | 0 | 0 | 0 | 0 | 0
3323 | CA | Ocotillo Express LLC | 57514 | WTG | 0 | OP | WT | WND | 265.4 | 0.228 | 530978 | 290784 | Distributed from 923 Generation And Fuel | 2012 |  | CISO | San Diego Gas & Electric Co | 32.7528 | -116.0447 | California | 0 | 0 | 0 | 0 | 265.4 | 0 | 0 | 0 | 0 | 0 | 0
3334 | CA | OLS Energy Chino | 50850 | GEN1 | 0 | OP | CT | NG | 23.5 | 0.847 | 174311 | 81777.76 | EIA-923 Generator File | 1987 |  | CISO | Southern California Edison Co | 33.9896 | -117.6809 | California | 23.5 | 0 | 0 | 0 | 0 | 0 | 0 | 0 | 0 | 0 | 0
3335 | CA | OLS Energy Chino | 50850 | GEN2 | 0 | OP | CA | NG | 7.3 | 0.808 | 51673 | 24242.316 | EIA-923 Generator File | 1987 |  | CISO | Southern California Edison Co | 33.9896 | -117.6809 | California | 7.3 | 0 | 0 | 0 | 0 | 0 | 0 | 0 | 0 | 0 | 0
3336 | CA | Olsen | 50180 | GEN1 | 0 | OP | HY | WAT | 5 | 0.274 | 12003 | 6271 | Distributed from 923 Generation And Fuel | 1990 |  | CISO | Pacific Gas & Electric Co | 40.6705 | -121.8906 | California | 0 | 0 | 0 | 0 | 0 | 0 | 0 | 5 | 0 | 0 | 0
3337 | CA | Oltmans SCE at Champagne | 58581 | 1 | 0 | OP | PV | SUN | 1 | 0.212 | 1858 | 988 | Distributed from 923 Generation And Fuel | 2013 |  | CISO | Southern California Edison Co | 34.0439 | -117.5311 | California | 0 | 0 | 0 | 0 | 0 | 1 | 0 | 0 | 0 | 0 | 0
3338 | CA | Oltmans SCE at Jurupa | 58582 | 1 | 0 | OP | PV | SUN | 1.5 | 0.225 | 2953 | 1571 | Distributed from 923 Generation And Fuel | 2013 |  | CISO | Southern California Edison Co | 34.05 | -117.5961 | California | 0 | 0 | 0 | 0 | 0 | 1.5 | 0 | 0 | 0 | 0 | 0
3339 | CA | One Market Plaza | 58607 | 1 | 0 | OP | IC | NG | 0.5 | 0.181 | 793.667 | 372.333 | Distributed from 923 Generation And Fuel | 2003 |  | CISO | Pacific Gas & Electric Co | 37.7933 | -122.3942 | California | 0 | 0.5 | 0 | 0 | 0 | 0 | 0 | 0 | 0 | 0 | 0
3340 | CA | One Market Plaza | 58607 | 2 | 0 | OP | IC | NG | 0.5 | 0.181 | 793.667 | 372.333 | Distributed from 923 Generation And Fuel | 2003 |  | CISO | Pacific Gas & Electric Co | 37.7933 | -122.3942 | California | 0 | 0.5 | 0 | 0 | 0 | 0 | 0 | 0 | 0 | 0 | 0
3341 | CA | One Market Plaza | 58607 | 3 | 0 | OP | IC | NG | 0.5 | 0.181 | 793.667 | 372.333 | Distributed from 923 Generation And Fuel | 2003 |  | CISO | Pacific Gas & Electric Co | 37.7933 | -122.3942 | California | 0 | 0.5 | 0 | 0 | 0 | 0 | 0 | 0 | 0 | 0 | 0
3349 | CA | Orange Grove Peaking Facility | 56914 | CTG1 | 0 | OP | GT | NG | 59 | 0.041 | 21063 | 9881.5 | Distributed from 923 Generation And Fuel | 2010 |  | CISO | San Diego Gas & Electric Co | 33.3594 | -117.1114 | California | 0 | 59 | 0 | 0 | 0 | 0 | 0 | 0 | 0 | 0 | 0
3350 | CA | Orange Grove Peaking Facility | 56914 | CTG2 | 0 | OP | GT | NG | 59 | 0.041 | 21063 | 9881.5 | Distributed from 923 Generation And Fuel | 2010 |  | CISO | San Diego Gas & Electric Co | 33.3594 | -117.1114 | California | 0 | 59 | 0 | 0 | 0 | 0 | 0 | 0 | 0 | 0 | 0
3352 | CA | Orion Solar I | 58718 | PV1 | 0 | OP | PV | SUN | 12 | 0.291 | 30567 | 16262 | Distributed from 923 Generation And Fuel | 2014 |  | CISO | Pacific Gas & Electric Co | 35.1507 | -118.875 | California | 0 | 0 | 0 | 0 | 0 | 12 | 0 | 0 | 0 | 0 | 0
3353 | CA | Orion Solar II | 58721 | ORION | 0 | OP | PV | SUN | 8 | 0.281 | 19668 | 10463 | Distributed from 923 Generation And Fuel | 2014 |  | CISO | Pacific Gas & Electric Co | 35.1507 | -118.8753 | California | 0 | 0 | 0 | 0 | 0 | 8 | 0 | 0 | 0 | 0 | 0
3428 | CA | Ormond Beach | 350 | 1 | 1 | OP | ST | NG | 806 | 0.007 | 46741 | 46724 | EIA-923 Generator File | 1971 |  | CISO | Southern California Edison Co | 34.1292 | -119.1689 | California | 806 | 0 | 0 | 0 | 0 | 0 | 0 | 0 | 0 | 0 | 0
3429 | CA | Ormond Beach | 350 | 2 | 1 | OP | ST | NG | 806 | 0.008 | 56539 | 53108 | EIA-923 Generator File | 1973 |  | CISO | Southern California Edison Co | 34.1292 | -119.1689 | California | 806 | 0 | 0 | 0 | 0 | 0 | 0 | 0 | 0 | 0 | 0
3438 | CA | Ortega Highway Energy Storage | 60567 | SES1 | 0 | OP | BA | MWH | 1 |  | -1 | -0.444 | Data from EIA-923 Generator File overwritten with distributed data from EIA-923 Generation and Fuel | 2015 |  | CISO | San Diego Gas & Electric Co | 33.5621 | -117.5438 | California | 0 | 0 | 0 | 0 | 0 | 0 | 0 | 0 | 0 | 1 | 0
3439 | CA | Ortega Highway Energy Storage | 60567 | SES2 | 0 | OP | BA | MWH | 1 |  | -1 | -0.444 | Data from EIA-923 Generator File overwritten with distributed data from EIA-923 Generation and Fuel | 2015 |  | CISO | San Diego Gas & Electric Co | 33.5621 | -117.5438 | California | 0 | 0 | 0 | 0 | 0 | 0 | 0 | 0 | 0 | 1 | 0
3440 | CA | Otay Landfill Gas, LLC | 52204 | OTA1 | 0 | OP | IC | LFG | 1.8 | 0.476 | 7510.971 | 3198.171 | Distributed from 923 Generation And Fuel | 1986 |  | CISO | San Diego Gas & Electric Co | 32.5983 | -117.0178 | California | 0 | 0 | 0 | 0 | 0 | 0 | 0 | 0 | 0 | 1.8 | 0
3441 | CA | Otay Landfill Gas, LLC | 52204 | OTA2 | 0 | OP | IC | LFG | 1.8 | 0.476 | 7510.971 | 3198.171 | Distributed from 923 Generation And Fuel | 1991 |  | CISO | San Diego Gas & Electric Co | 32.5983 | -117.0178 | California | 0 | 0 | 0 | 0 | 0 | 0 | 0 | 0 | 0 | 1.8 | 0
3442 | CA | Otay Landfill Gas, LLC | 52204 | OTA3 | 0 | OP | IC | LFG | 3.7 | 0.476 | 15439.219 | 6574.019 | Distributed from 923 Generation And Fuel | 2007 |  | CISO | San Diego Gas & Electric Co | 32.5983 | -117.0178 | California | 0 | 0 | 0 | 0 | 0 | 0 | 0 | 0 | 0 | 3.7 | 0
3443 | CA | Otay Landfill Gas, LLC | 52204 | OTA5 | 0 | OP | IC | LFG | 1.6 | 0.476 | 6676.419 | 2842.819 | Distributed from 923 Generation And Fuel | 2013 |  | CISO | San Diego Gas & Electric Co | 32.5983 | -117.0178 | California | 0 | 0 | 0 | 0 | 0 | 0 | 0 | 0 | 0 | 1.6 | 0
3444 | CA | Otay Landfill Gas, LLC | 52204 | OTA6 | 0 | OP | IC | LFG | 1.6 | 0.476 | 6676.419 | 2842.819 | Distributed from 923 Generation And Fuel | 2013 |  | CISO | San Diego Gas & Electric Co | 32.5983 | -117.0178 | California | 0 | 0 | 0 | 0 | 0 | 0 | 0 | 0 | 0 | 1.6 | 0
3445 | CA | Otay Mesa Generating Project | 55345 | 2020-01-01 | 0 | OP | CT | NG | 198.9 | 0.467 | 812929 | 367597 | EIA-923 Generator File | 2009 |  | CISO | San Diego Gas & Electric Co | 32.5815 | -116.915 | California | 198.9 | 0 | 0 | 0 | 0 | 0 | 0 | 0 | 0 | 0 | 0
3446 | CA | Otay Mesa Generating Project | 55345 | 2020-01-02 | 0 | OP | CT | NG | 198.9 | 0.485 | 844525 | 365269 | EIA-923 Generator File | 2009 |  | CISO | San Diego Gas & Electric Co | 32.5815 | -116.915 | California | 198.9 | 0 | 0 | 0 | 0 | 0 | 0 | 0 | 0 | 0 | 0
3447 | CA | Otay Mesa Generating Project | 55345 | 2020-01-03 | 2 | OP | CA | NG | 290.7 | 0.391 | 996728 | 438315 | EIA-923 Generator File | 2009 |  | CISO | San Diego Gas & Electric Co | 32.5815 | -116.915 | California | 290.7 | 0 | 0 | 0 | 0 | 0 | 0 | 0 | 0 | 0 | 0
3448 | CA | Otoe Solar Power Generation Station 1 LL | 58612 | 1 | 0 | OP | PV | SUN | 1.5 | 0.271 | 3564 | 1896 | Distributed from 923 Generation And Fuel | 2013 |  | CISO | Southern California Edison Co | 34.545 | -117.1919 | California | 0 | 0 | 0 | 0 | 0 | 1.5 | 0 | 0 | 0 | 0 | 0
3449 | CA | Owens Valley Solar Project 11 | 60953 | W5381 | 0 | OP | PV | SUN | 1 | 0.013 | 115 | 0 | Distributed from 923 Generation And Fuel | 2016 |  | LDWP | Los Angeles Department of Water & Power | 36.2751 | -118.0122 | California | 0 | 0 | 0 | 0 | 0 | 1 | 0 | 0 | 0 | 0 | 0
3450 | CA | Oxbow (CA) | 426 | 1 | 0 | OP | HY | WAT | 6.1 | 0.363 | 19405 | 10138 | Distributed from 923 Generation And Fuel | 1966 |  | CISO | Pacific Gas & Electric Co | 39.0034 | -120.7467 | California | 0 | 0 | 0 | 0 | 0 | 0 | 0 | 6.1 | 0 | 0 | 0
3451 | CA | Oxnard | 50464 | GEN1 | 0 | OP | GT | NG | 19.2 | 0.834 | 140354.515 | 65847.057 | Distributed from 923 Generation And Fuel | 1982 |  | CISO | Southern California Edison Co | 34.196 | -119.1667 | California | 0 | 19.2 | 0 | 0 | 0 | 0 | 0 | 0 | 0 | 0 | 0
3452 | CA | Oxnard | 50464 | GEN2 | 0 | OP | GT | NG | 49.5 | 0.834 | 361851.485 | 169761.943 | Distributed from 923 Generation And Fuel | 1989 |  | CISO | Southern California Edison Co | 34.196 | -119.1667 | California | 0 | 49.5 | 0 | 0 | 0 | 0 | 0 | 0 | 0 | 0 | 0
3453 | CA | Oxnard Paper Mill | 57585 | 1 | 0 | OP | GT | NG | 29 | 0.773 | 196482 | 92179 | Distributed from 923 Generation And Fuel | 1986 |  | CISO | Southern California Edison Co | 34.1414 | -119.1831 | California | 0 | 29 | 0 | 0 | 0 | 0 | 0 | 0 | 0 | 0 | 0
3454 | CA | Oxnard Wastewater Treatment Plant | 50224 | 7610 | 0 | OP | IC | OBG | 0.5 | 0.487 | 2133.667 | 923 | Distributed from 923 Generation And Fuel | 1981 |  | CISO | Southern California Edison Co | 34.1405 | -119.1845 | California | 0 | 0 | 0 | 0 | 0 | 0 | 0 | 0 | 0 | 0.5 | 0
3455 | CA | Oxnard Wastewater Treatment Plant | 50224 | 7710 | 0 | OP | IC | OBG | 0.5 | 0.487 | 2133.667 | 923 | Distributed from 923 Generation And Fuel | 1981 |  | CISO | Southern California Edison Co | 34.1405 | -119.1845 | California | 0 | 0 | 0 | 0 | 0 | 0 | 0 | 0 | 0 | 0.5 | 0
3456 | CA | Oxnard Wastewater Treatment Plant | 50224 | 7810 | 0 | OP | IC | OBG | 0.5 | 0.487 | 2133.667 | 923 | Distributed from 923 Generation And Fuel | 1981 |  | CISO | Southern California Edison Co | 34.1405 | -119.1845 | California | 0 | 0 | 0 | 0 | 0 | 0 | 0 | 0 | 0 | 0.5 | 0
3457 | CA | P Plant | 59456 | P-TG4 | 0 | OP | GT | NG | 4.6 | 0.494 | 19925 | 9348 | Distributed from 923 Generation And Fuel | 2007 |  | CISO | San Diego Gas & Electric Co | 32.8947 | -117.1981 | California | 0 | 4.6 | 0 | 0 | 0 | 0 | 0 | 0 | 0 | 0 | 0
3458 | CA | P Plant | 59456 | P-TG5 | 0 | OP | GT | NG | 4.6 | 0.494 | 19925 | 9348 | Distributed from 923 Generation And Fuel | 2015 |  | CISO | San Diego Gas & Electric Co | 32.8947 | -117.1981 | California | 0 | 4.6 | 0 | 0 | 0 | 0 | 0 | 0 | 0 | 0 | 0
3459 | CA | Pacific Cruise Ship Terminals Berth 93 | 57309 | 1 | 0 | OP | PV | SUN | 1.1 | 0 | 0 | 0 | Distributed from 923 Generation And Fuel | 2010 |  | LDWP | Los Angeles Department of Water & Power | 33.7331 | -118.2772 | California | 0 | 0 | 0 | 0 | 0 | 1.1 | 0 | 0 | 0 | 0 | 0
3460 | CA | Pacific Ethanol Stockton Cogen Plant | 61027 | PESCT | 0 | OP | GT | NG | 4.8 | 0 | 0 | 0 | Distributed from 923 Generation And Fuel | 2016 |  |  | Pacific Gas &amp; Electric Co | 37.9418 | -121.3383 | California | 0 | 4.8 | 0 | 0 | 0 | 0 | 0 | 0 | 0 | 0 | 0
3463 | CA | Pacific Rim Dairy Digester | 59447 | 1 | 0 | OP | IC | OBG | 1 | 0.726 | 6364 | 2710 | Distributed from 923 Generation And Fuel | 2014 |  | CISO | Pacific Gas & Electric Co | 36.0331 | -119.51 | California | 0 | 0 | 0 | 0 | 0 | 0 | 0 | 0 | 0 | 1 | 0
3464 | CA | Pacific Wind LLC | 57757 | 1 | 0 | OP | WT | WND | 151.7 | 0.247 | 328829 | 156699 | Distributed from 923 Generation And Fuel | 2012 |  | CISO | Southern California Edison Co | 34.8914 | -118.4325 | California | 0 | 0 | 0 | 0 | 151.7 | 0 | 0 | 0 | 0 | 0 | 0
3466 | CA | Painted Hills | 50533 | WGNS | 0 | OP | WT | WND | 19 | 0.197 | 32833 | 18067 | Distributed from 923 Generation And Fuel | 1985 |  | CISO | Southern California Edison Co | 33.9369 | -116.6183 | California | 0 | 0 | 0 | 0 | 19 | 0 | 0 | 0 | 0 | 0 | 0
3468 | CA | Pala Energy Storage Yard | 60566 | SES1 | 0 | OP | BA | MWH | 0.5 |  | -1.333 | 0 | Data from EIA-923 Generator File overwritten with distributed data from EIA-923 Generation and Fuel | 2012 |  | CISO | San Diego Gas & Electric Co | 33.3565 | -117.1136 | California | 0 | 0 | 0 | 0 | 0 | 0 | 0 | 0 | 0 | 0.5 | 0
3469 | CA | Pala Energy Storage Yard | 60566 | SES2 | 0 | OP | BA | MWH | 1 |  | -2.667 | 0 | Data from EIA-923 Generator File overwritten with distributed data from EIA-923 Generation and Fuel | 2015 |  | CISO | San Diego Gas & Electric Co | 33.3565 | -117.1136 | California | 0 | 0 | 0 | 0 | 0 | 0 | 0 | 0 | 0 | 1 | 0
3470 | CA | Palo Verde College | 57773 | 1 | 0 | OP | PV | SUN | 1.2 | 0.219 | 2300 | 1224 | Distributed from 923 Generation And Fuel | 2009 |  | CISO | Southern California Edison Co | 33.6617 | -114.6517 | California | 0 | 0 | 0 | 0 | 0 | 1.2 | 0 | 0 | 0 | 0 | 0
3471 | CA | Palomar Energy | 55985 | CTG1 | 0 | OP | CT | NG | 165 | 0.495 | 715039 | 335402 | EIA-923 Generator File | 2005 |  | CISO | San Diego Gas & Electric Co | 33.1197 | -117.1178 | California | 165 | 0 | 0 | 0 | 0 | 0 | 0 | 0 | 0 | 0 | 0
3472 | CA | Palomar Energy | 55985 | CTG2 | 0 | OP | CT | NG | 165 | 0.493 | 712620 | 324711 | EIA-923 Generator File | 2005 |  | CISO | San Diego Gas & Electric Co | 33.1197 | -117.1178 | California | 165 | 0 | 0 | 0 | 0 | 0 | 0 | 0 | 0 | 0 | 0
3473 | CA | Palomar Energy | 55985 | STG | 2 | OP | CA | NG | 229 | 0.434 | 871393 | 411781 | EIA-923 Generator File | 2006 |  | CISO | San Diego Gas & Electric Co | 33.1197 | -117.1178 | California | 229 | 0 | 0 | 0 | 0 | 0 | 0 | 0 | 0 | 0 | 0
3475 | CA | Panoche Energy Center | 56803 | 1 | 0 | OP | GT | NG | 108 | 0.097 | 91541 | 51519.5 | Distributed from 923 Generation And Fuel | 2009 |  | CISO | Pacific Gas & Electric Co | 36.6514 | -120.5833 | California | 0 | 108 | 0 | 0 | 0 | 0 | 0 | 0 | 0 | 0 | 0
3476 | CA | Panoche Energy Center | 56803 | 2 | 0 | OP | GT | NG | 108 | 0.097 | 91541 | 51519.5 | Distributed from 923 Generation And Fuel | 2009 |  | CISO | Pacific Gas & Electric Co | 36.6514 | -120.5833 | California | 0 | 108 | 0 | 0 | 0 | 0 | 0 | 0 | 0 | 0 | 0
3477 | CA | Panoche Energy Center | 56803 | 3 | 0 | OP | GT | NG | 108 | 0.097 | 91541 | 51519.5 | Distributed from 923 Generation And Fuel | 2009 |  | CISO | Pacific Gas & Electric Co | 36.6514 | -120.5833 | California | 0 | 108 | 0 | 0 | 0 | 0 | 0 | 0 | 0 | 0 | 0
3478 | CA | Panoche Energy Center | 56803 | 4 | 0 | OP | GT | NG | 108 | 0.097 | 91541 | 51519.5 | Distributed from 923 Generation And Fuel | 2009 |  | CISO | Pacific Gas & Electric Co | 36.6514 | -120.5833 | California | 0 | 108 | 0 | 0 | 0 | 0 | 0 | 0 | 0 | 0 | 0
3481 | CA | Pardee | 376 | 1 | 0 | OP | HY | WAT | 7.5 | 0.485 | 31832.415 | 16630.614 | Distributed from 923 Generation And Fuel | 1930 |  | CISO | Pacific Gas & Electric Co | 38.2569 | -120.8507 | California | 0 | 0 | 0 | 0 | 0 | 0 | 0 | 7.5 | 0 | 0 | 0
3482 | CA | Pardee | 376 | 2 | 0 | OP | HY | WAT | 7.5 | 0.485 | 31832.415 | 16630.614 | Distributed from 923 Generation And Fuel | 1930 |  | CISO | Pacific Gas & Electric Co | 38.2569 | -120.8507 | California | 0 | 0 | 0 | 0 | 0 | 0 | 0 | 7.5 | 0 | 0 | 0
3483 | CA | Pardee | 376 | 3 | 0 | OP | HY | WAT | 8.6 | 0.485 | 36501.169 | 19069.771 | Distributed from 923 Generation And Fuel | 1983 |  | CISO | Pacific Gas & Electric Co | 38.2569 | -120.8507 | California | 0 | 0 | 0 | 0 | 0 | 0 | 0 | 8.6 | 0 | 0 | 0
3484 | CA | Park Meridian #1 | 59539 | 1 | 0 | OP | PV | SUN | 1.5 | 0.24 | 3151 | 1676 | Distributed from 923 Generation And Fuel | 2015 |  | CISO | Southern California Edison Co | 33.8961 | -117.2836 | California | 0 | 0 | 0 | 0 | 0 | 1.5 | 0 | 0 | 0 | 0 | 0
3485 | CA | Parker | 428 | 1 | 0 | OP | HY | WAT | 2.7 | 0.21 | 4958 | 2590 | Distributed from 923 Generation And Fuel | 1982 |  | CISO | Pacific Gas & Electric Co | 37.4778 | -120.4445 | California | 0 | 0 | 0 | 0 | 0 | 0 | 0 | 2.7 | 0 | 0 | 0
3490 | CA | Parnassus Central Utility Plant | 58198 | GTG1 | 0 | OP | CT | NG | 4.8 | 0.909 | 38237 | 16034 | EIA-923 Generator File | 1996 |  | CISO | Pacific Gas & Electric Co | 37.7625 | -122.4567 | California | 4.8 | 0 | 0 | 0 | 0 | 0 | 0 | 0 | 0 | 0 | 0
3491 | CA | Parnassus Central Utility Plant | 58198 | GTG2 | 0 | OP | CT | NG | 4.8 | 0.633 | 26630 | 11390 | EIA-923 Generator File | 1996 |  | CISO | Pacific Gas & Electric Co | 37.7625 | -122.4567 | California | 4.8 | 0 | 0 | 0 | 0 | 0 | 0 | 0 | 0 | 0 | 0
3492 | CA | Parnassus Central Utility Plant | 58198 | STG1 | 1 | OP | CA | NG | 3.8 | 0.226 | 7525 | 2919 | EIA-923 Generator File | 1996 |  | CISO | Pacific Gas & Electric Co | 37.7625 | -122.4567 | California | 3.8 | 0 | 0 | 0 | 0 | 0 | 0 | 0 | 0 | 0 | 0
3493 | CA | Pastoria Energy Facility, LLC | 55656 | CT01 | 0 | OP | CT | NG | 168 | 0.701 | 1031204 | 486783 | EIA-923 Generator File | 2005 |  | CISO | Southern California Edison Co | 34.9556 | -118.844 | California | 168 | 0 | 0 | 0 | 0 | 0 | 0 | 0 | 0 | 0 | 0
3494 | CA | Pastoria Energy Facility, LLC | 55656 | CT02 | 0 | OP | CT | NG | 168 | 0.628 | 924628 | 470984 | EIA-923 Generator File | 2005 |  | CISO | Southern California Edison Co | 34.9556 | -118.844 | California | 168 | 0 | 0 | 0 | 0 | 0 | 0 | 0 | 0 | 0 | 0
3495 | CA | Pastoria Energy Facility, LLC | 55656 | CT04 | 0 | OP | CT | NG | 168 | 0.585 | 861633 | 409412 | EIA-923 Generator File | 2005 |  | CISO | Southern California Edison Co | 34.9556 | -118.844 | California | 168 | 0 | 0 | 0 | 0 | 0 | 0 | 0 | 0 | 0 | 0
3496 | CA | Pastoria Energy Facility, LLC | 55656 | ST03 | 2 | OP | CA | NG | 185 | 0.662 | 1072934 | 513934 | EIA-923 Generator File | 2005 |  | CISO | Southern California Edison Co | 34.9556 | -118.844 | California | 185 | 0 | 0 | 0 | 0 | 0 | 0 | 0 | 0 | 0 | 0
3497 | CA | Pastoria Energy Facility, LLC | 55656 | ST05 | 1 | OP | CA | NG | 90 | 0.603 | 475285 | 221465 | EIA-923 Generator File | 2005 |  | CISO | Southern California Edison Co | 34.9556 | -118.844 | California | 90 | 0 | 0 | 0 | 0 | 0 | 0 | 0 | 0 | 0 | 0
3500 | CA | PE Berkeley | 50849 | GEN1 | 0 | OP | CT | NG | 23 | 0.931 | 187482 | 87956.917 | EIA-923 Generator File | 1987 |  | CISO | Pacific Gas & Electric Co | 37.8703 | -122.2634 | California | 23 | 0 | 0 | 0 | 0 | 0 | 0 | 0 | 0 | 0 | 0
3501 | CA | PE Berkeley | 50849 | GEN2 | 0 | OP | CA | NG | 5.5 | 0.201 | 9702 | 4551.68 | EIA-923 Generator File | 1987 |  | CISO | Pacific Gas & Electric Co | 37.8703 | -122.2634 | California | 5.5 | 0 | 0 | 0 | 0 | 0 | 0 | 0 | 0 | 0 | 0
3503 | CA | Pebbly Beach | 6704 | 12 | 0 | OP | IC | DFO | 1.6 | 0.35 | 4902.468 | 2142.809 | Distributed from 923 Generation And Fuel | 1976 |  | CISO | Southern California Edison Co | 33.3331 | -118.3103 | California | 0 | 0 | 0 | 1.6 | 0 | 0 | 0 | 0 | 0 | 0 | 0
3504 | CA | Pebbly Beach | 6704 | 14 | 0 | OP | IC | DFO | 1.4 | 0.35 | 4289.66 | 1874.957 | Distributed from 923 Generation And Fuel | 1986 |  | CISO | Southern California Edison Co | 33.3331 | -118.3103 | California | 0 | 0 | 0 | 1.4 | 0 | 0 | 0 | 0 | 0 | 0 | 0
3505 | CA | Pebbly Beach | 6704 | 15 | 0 | OP | IC | DFO | 2.8 | 0.35 | 8579.319 | 3749.915 | Distributed from 923 Generation And Fuel | 1995 |  | CISO | Southern California Edison Co | 33.3331 | -118.3103 | California | 0 | 0 | 0 | 2.8 | 0 | 0 | 0 | 0 | 0 | 0 | 0
3506 | CA | Pebbly Beach | 6704 | 7 | 0 | OP | IC | DFO | 1 | 0.35 | 3064.043 | 1339.255 | Distributed from 923 Generation And Fuel | 1958 |  | CISO | Southern California Edison Co | 33.3331 | -118.3103 | California | 0 | 0 | 0 | 1 | 0 | 0 | 0 | 0 | 0 | 0 | 0
3507 | CA | Pebbly Beach | 6704 | 8 | 0 | OP | IC | DFO | 1.5 | 0.35 | 4596.064 | 2008.883 | Distributed from 923 Generation And Fuel | 1963 |  | CISO | Southern California Edison Co | 33.3331 | -118.3103 | California | 0 | 0 | 0 | 1.5 | 0 | 0 | 0 | 0 | 0 | 0 | 0
3508 | CA | Pebbly Beach | 6704 | MT01 | 0 | OP | GT | PG | 0.1 | 0.033 | 29.217 | 16.696 | Distributed from 923 Generation And Fuel | 2011 |  | CISO | Southern California Edison Co | 33.3331 | -118.3103 | California | 0 | 0 | 0 | 0 | 0 | 0 | 0 | 0 | 0 | 0.1 | 0
3509 | CA | Pebbly Beach | 6704 | MT02 | 0 | OP | GT | PG | 0.1 | 0.033 | 29.217 | 16.696 | Distributed from 923 Generation And Fuel | 2011 |  | CISO | Southern California Edison Co | 33.3331 | -118.3103 | California | 0 | 0 | 0 | 0 | 0 | 0 | 0 | 0 | 0 | 0.1 | 0
3510 | CA | Pebbly Beach | 6704 | MT03 | 0 | OP | GT | PG | 0.1 | 0.033 | 29.217 | 16.696 | Distributed from 923 Generation And Fuel | 2011 |  | CISO | Southern California Edison Co | 33.3331 | -118.3103 | California | 0 | 0 | 0 | 0 | 0 | 0 | 0 | 0 | 0 | 0.1 | 0
3511 | CA | Pebbly Beach | 6704 | MT04 | 0 | OP | GT | PG | 0.1 | 0.033 | 29.217 | 16.696 | Distributed from 923 Generation And Fuel | 2011 |  | CISO | Southern California Edison Co | 33.3331 | -118.3103 | California | 0 | 0 | 0 | 0 | 0 | 0 | 0 | 0 | 0 | 0.1 | 0
3512 | CA | Pebbly Beach | 6704 | MT05 | 0 | OP | GT | PG | 0.1 | 0.033 | 29.217 | 16.696 | Distributed from 923 Generation And Fuel | 2011 |  | CISO | Southern California Edison Co | 33.3331 | -118.3103 | California | 0 | 0 | 0 | 0 | 0 | 0 | 0 | 0 | 0 | 0.1 | 0
3513 | CA | Pebbly Beach | 6704 | MT06 | 0 | OP | GT | PG | 0.1 | 0.033 | 29.217 | 16.696 | Distributed from 923 Generation And Fuel | 2011 |  | CISO | Southern California Edison Co | 33.3331 | -118.3103 | California | 0 | 0 | 0 | 0 | 0 | 0 | 0 | 0 | 0 | 0.1 | 0
3514 | CA | Pebbly Beach | 6704 | MT07 | 0 | OP | GT | PG | 0.1 | 0.033 | 29.217 | 16.696 | Distributed from 923 Generation And Fuel | 2011 |  | CISO | Southern California Edison Co | 33.3331 | -118.3103 | California | 0 | 0 | 0 | 0 | 0 | 0 | 0 | 0 | 0 | 0.1 | 0
3515 | CA | Pebbly Beach | 6704 | MT08 | 0 | OP | GT | PG | 0.1 | 0.033 | 29.217 | 16.696 | Distributed from 923 Generation And Fuel | 2011 |  | CISO | Southern California Edison Co | 33.3331 | -118.3103 | California | 0 | 0 | 0 | 0 | 0 | 0 | 0 | 0 | 0 | 0.1 | 0
3516 | CA | Pebbly Beach | 6704 | MT09 | 0 | OP | GT | PG | 0.1 | 0.033 | 29.217 | 16.696 | Distributed from 923 Generation And Fuel | 2011 |  | CISO | Southern California Edison Co | 33.3331 | -118.3103 | California | 0 | 0 | 0 | 0 | 0 | 0 | 0 | 0 | 0 | 0.1 | 0
3517 | CA | Pebbly Beach | 6704 | MT10 | 0 | OP | GT | PG | 0.1 | 0.033 | 29.217 | 16.696 | Distributed from 923 Generation And Fuel | 2011 |  | CISO | Southern California Edison Co | 33.3331 | -118.3103 | California | 0 | 0 | 0 | 0 | 0 | 0 | 0 | 0 | 0 | 0.1 | 0
3518 | CA | Pebbly Beach | 6704 | MT11 | 0 | OP | GT | PG | 0.1 | 0.033 | 29.217 | 16.696 | Distributed from 923 Generation And Fuel | 2011 |  | CISO | Southern California Edison Co | 33.3331 | -118.3103 | California | 0 | 0 | 0 | 0 | 0 | 0 | 0 | 0 | 0 | 0.1 | 0
3519 | CA | Pebbly Beach | 6704 | MT14 | 0 | OP | GT | PG | 0.1 | 0.033 | 29.217 | 16.696 | Distributed from 923 Generation And Fuel | 2011 |  | CISO | Southern California Edison Co | 33.3331 | -118.3103 | California | 0 | 0 | 0 | 0 | 0 | 0 | 0 | 0 | 0 | 0.1 | 0
3520 | CA | Pebbly Beach | 6704 | MT15 | 0 | OP | GT | PG | 0.1 | 0.033 | 29.217 | 16.696 | Distributed from 923 Generation And Fuel | 2011 |  | CISO | Southern California Edison Co | 33.3331 | -118.3103 | California | 0 | 0 | 0 | 0 | 0 | 0 | 0 | 0 | 0 | 0.1 | 0
3521 | CA | Pebbly Beach | 6704 | MT16 | 0 | OP | GT | PG | 0.1 | 0.033 | 29.217 | 16.696 | Distributed from 923 Generation And Fuel | 2011 |  | CISO | Southern California Edison Co | 33.3331 | -118.3103 | California | 0 | 0 | 0 | 0 | 0 | 0 | 0 | 0 | 0 | 0.1 | 0
3522 | CA | Pebbly Beach | 6704 | MT17 | 0 | OP | GT | PG | 0.1 | 0.033 | 29.217 | 16.696 | Distributed from 923 Generation And Fuel | 2011 |  | CISO | Southern California Edison Co | 33.3331 | -118.3103 | California | 0 | 0 | 0 | 0 | 0 | 0 | 0 | 0 | 0 | 0.1 | 0
3523 | CA | Pebbly Beach | 6704 | MT18 | 0 | OP | GT | PG | 0.1 | 0.033 | 29.217 | 16.696 | Distributed from 923 Generation And Fuel | 2011 |  | CISO | Southern California Edison Co | 33.3331 | -118.3103 | California | 0 | 0 | 0 | 0 | 0 | 0 | 0 | 0 | 0 | 0.1 | 0
3524 | CA | Pebbly Beach | 6704 | MT19 | 0 | OP | GT | PG | 0.1 | 0.033 | 29.217 | 16.696 | Distributed from 923 Generation And Fuel | 2011 |  | CISO | Southern California Edison Co | 33.3331 | -118.3103 | California | 0 | 0 | 0 | 0 | 0 | 0 | 0 | 0 | 0 | 0.1 | 0
3525 | CA | Pebbly Beach | 6704 | MT20 | 0 | OP | GT | PG | 0.1 | 0.033 | 29.217 | 16.696 | Distributed from 923 Generation And Fuel | 2011 |  | CISO | Southern California Edison Co | 33.3331 | -118.3103 | California | 0 | 0 | 0 | 0 | 0 | 0 | 0 | 0 | 0 | 0.1 | 0
3526 | CA | Pebbly Beach | 6704 | MT21 | 0 | OP | GT | PG | 0.1 | 0.033 | 29.217 | 16.696 | Distributed from 923 Generation And Fuel | 2011 |  | CISO | Southern California Edison Co | 33.3331 | -118.3103 | California | 0 | 0 | 0 | 0 | 0 | 0 | 0 | 0 | 0 | 0.1 | 0
3527 | CA | Pebbly Beach | 6704 | MT22 | 0 | OP | GT | PG | 0.1 | 0.033 | 29.217 | 16.696 | Distributed from 923 Generation And Fuel | 2011 |  | CISO | Southern California Edison Co | 33.3331 | -118.3103 | California | 0 | 0 | 0 | 0 | 0 | 0 | 0 | 0 | 0 | 0.1 | 0
3528 | CA | Pebbly Beach | 6704 | MT23 | 0 | OP | GT | PG | 0.1 | 0.033 | 29.217 | 16.696 | Distributed from 923 Generation And Fuel | 2011 |  | CISO | Southern California Edison Co | 33.3331 | -118.3103 | California | 0 | 0 | 0 | 0 | 0 | 0 | 0 | 0 | 0 | 0.1 | 0
3529 | CA | Pebbly Beach | 6704 | MT24 | 0 | OP | GT | PG | 0.1 | 0.033 | 29.217 | 16.696 | Distributed from 923 Generation And Fuel | 2011 |  | CISO | Southern California Edison Co | 33.3331 | -118.3103 | California | 0 | 0 | 0 | 0 | 0 | 0 | 0 | 0 | 0 | 0.1 | 0
3530 | CA | Pebbly Beach | 6704 | MT25 | 0 | OP | GT | PG | 0.1 | 0.033 | 29.217 | 16.696 | Distributed from 923 Generation And Fuel | 2011 |  | CISO | Southern California Edison Co | 33.3331 | -118.3103 | California | 0 | 0 | 0 | 0 | 0 | 0 | 0 | 0 | 0 | 0.1 | 0
3531 | CA | Pebbly Beach | 6704 | NASB1 | 0 | OP | BA | MWH | 1 | 0 | 0 | 0 | Distributed from 923 Generation And Fuel | 2012 |  | CISO | Southern California Edison Co | 33.3331 | -118.3103 | California | 0 | 0 | 0 | 0 | 0 | 0 | 0 | 0 | 0 | 1 | 0
3532 | CA | Pebbly Beach | 6704 | 10 | 0 | OP | IC | DFO | 1.1 | 0.35 | 3370.447 | 1473.181 | Distributed from 923 Generation And Fuel | 1966 |  | CISO | Southern California Edison Co | 33.3331 | -118.3103 | California | 0 | 0 | 0 | 1.1 | 0 | 0 | 0 | 0 | 0 | 0 | 0
3535 | CA | Perris | 481 | 1 | 0 | OP | HY | WAT | 7.9 | 0.065 | 4497 | 2349 | Distributed from 923 Generation And Fuel | 1983 |  | CISO | Southern California Edison Co | 33.8361 | -117.1831 | California | 0 | 0 | 0 | 0 | 0 | 0 | 0 | 7.9 | 0 | 0 | 0
3536 | CA | Phillips 66 Carbon Plant | 50388 | GEN1 | 2 | OP | ST | PC | 27.3 | 0.38 | 90784 | 37634 | EIA-923 Generator File | 1983 |  | CISO | Pacific Gas & Electric Co | 38.0181 | -122.2344 | California | 0 | 0 | 0 | 0 | 0 | 0 | 0 | 0 | 0 | 27.3 | 0
3537 | CA | Phillips 66 Rodeo Refinery | 50119 | GENA | 0 | OP | GT | PRG | 18.3 | 0.794 | 127257.333 | 53642.667 | Distributed from 923 Generation And Fuel | 1987 |  | CISO | Pacific Gas & Electric Co | 38.0417 | -122.2583 | California | 0 | 0 | 0 | 0 | 0 | 0 | 0 | 0 | 0 | 18.3 | 0
3538 | CA | Phillips 66 Rodeo Refinery | 50119 | GENB | 0 | OP | GT | PRG | 18.3 | 0.794 | 127257.333 | 53642.667 | Distributed from 923 Generation And Fuel | 1987 |  | CISO | Pacific Gas & Electric Co | 38.0417 | -122.2583 | California | 0 | 0 | 0 | 0 | 0 | 0 | 0 | 0 | 0 | 18.3 | 0
3539 | CA | Phillips 66 Rodeo Refinery | 50119 | GENC | 0 | OP | GT | PRG | 18.3 | 0.794 | 127257.333 | 53642.667 | Distributed from 923 Generation And Fuel | 1987 |  | CISO | Pacific Gas & Electric Co | 38.0417 | -122.2583 | California | 0 | 0 | 0 | 0 | 0 | 0 | 0 | 0 | 0 | 18.3 | 0
3540 | CA | Phoenix | 264 | 1 | 0 | OP | HY | WAT | 1.6 | 0.562 | 7876 | 4115 | Distributed from 923 Generation And Fuel | 1940 |  | CISO | Pacific Gas & Electric Co | 38.0321 | -120.3265 | California | 0 | 0 | 0 | 0 | 0 | 0 | 0 | 1.6 | 0 | 0 | 0
3542 | CA | Pierce College | 58248 | GEN1 | 0 | OP | PV | SUN | 1.9 |  |  |  |  | 2013 |  | LDWP | Los Angeles Department of Water & Power | 34.1836 | -118.5747 | California | 0 | 0 | 0 | 0 | 0 | 1.9 | 0 | 0 | 0 | 0 | 0
3545 | CA | Pine Flat | 7907 | 1 | 0 | OP | HY | WAT | 55 | 0.165 | 79459.667 | 76370.333 | Distributed from 923 Generation And Fuel | 1984 |  | CISO | Pacific Gas & Electric Co | 36.8326 | -119.327 | California | 0 | 0 | 0 | 0 | 0 | 0 | 0 | 55 | 0 | 0 | 0
3546 | CA | Pine Flat | 7907 | 2 | 0 | OP | HY | WAT | 55 | 0.165 | 79459.667 | 76370.333 | Distributed from 923 Generation And Fuel | 1984 |  | CISO | Pacific Gas & Electric Co | 36.8326 | -119.327 | California | 0 | 0 | 0 | 0 | 0 | 0 | 0 | 55 | 0 | 0 | 0
3547 | CA | Pine Flat | 7907 | 3 | 0 | OP | HY | WAT | 55 | 0.165 | 79459.667 | 76370.333 | Distributed from 923 Generation And Fuel | 1984 |  | CISO | Pacific Gas & Electric Co | 36.8326 | -119.327 | California | 0 | 0 | 0 | 0 | 0 | 0 | 0 | 55 | 0 | 0 | 0
3548 | CA | Pine Tree Solar Project | 57306 | 1 | 0 | OP | PV | SUN | 8.5 | 0.154 | 11443 | 6088 | Distributed from 923 Generation And Fuel | 2013 |  | LDWP | Los Angeles Department of Water & Power | 35.2296 | -118.1957 | California | 0 | 0 | 0 | 0 | 0 | 8.5 | 0 | 0 | 0 | 0 | 0
3549 | CA | Pine Tree Wind Power Project | 56433 | 1 | 0 | OP | WT | WND | 135 | 0.12 | 141609 | 77972 | Distributed from 923 Generation And Fuel | 2009 |  | LDWP | Los Angeles Department of Water & Power | 35.248 | -118.1754 | California | 0 | 0 | 0 | 0 | 135 | 0 | 0 | 0 | 0 | 0 | 0
3550 | CA | Pinyon Pine I | 57834 | AW07 | 0 | OP | WT | WND | 168 | 0.236 | 346699 | 184420 | Distributed from 923 Generation And Fuel | 2012 |  | CISO | Southern California Edison Co | 35.0434 | -118.2118 | California | 0 | 0 | 0 | 0 | 168 | 0 | 0 | 0 | 0 | 0 | 0
3551 | CA | Pinyon Pine II | 57837 | AW09 | 0 | OP | WT | WND | 132 | 0.217 | 250438 | 129009 | Distributed from 923 Generation And Fuel | 2012 |  | CISO | Southern California Edison Co | 35.0268 | -118.2233 | California | 0 | 0 | 0 | 0 | 132 | 0 | 0 | 0 | 0 | 0 | 0
3552 | CA | Pio Pico Energy Center | 57555 | CTG1 | 0 | OP | GT | NG | 107 | 0.013 | 12082.333 | 0 | Distributed from 923 Generation And Fuel | 2016 |  | CISO | San Diego Gas & Electric Co | 32.5739 | -116.9178 | California | 0 | 107 | 0 | 0 | 0 | 0 | 0 | 0 | 0 | 0 | 0
3553 | CA | Pio Pico Energy Center | 57555 | CTG2 | 0 | OP | GT | NG | 107 | 0.013 | 12082.333 | 0 | Distributed from 923 Generation And Fuel | 2016 |  | CISO | San Diego Gas & Electric Co | 32.5739 | -116.9178 | California | 0 | 107 | 0 | 0 | 0 | 0 | 0 | 0 | 0 | 0 | 0
3554 | CA | Pio Pico Energy Center | 57555 | CTG3 | 0 | OP | GT | NG | 107 | 0.013 | 12082.333 | 0 | Distributed from 923 Generation And Fuel | 2016 |  | CISO | San Diego Gas & Electric Co | 32.5739 | -116.9178 | California | 0 | 107 | 0 | 0 | 0 | 0 | 0 | 0 | 0 | 0 | 0
3555 | CA | Pit 1 | 265 | H1 | 0 | OP | HY | WAT | 34.6 | 0.317 | 95930.5 | 50118 | Distributed from 923 Generation And Fuel | 1922 |  | CISO | Pacific Gas & Electric Co | 40.9908 | -121.4982 | California | 0 | 0 | 0 | 0 | 0 | 0 | 0 | 34.6 | 0 | 0 | 0
3556 | CA | Pit 1 | 265 | H2 | 0 | OP | HY | WAT | 34.6 | 0.317 | 95930.5 | 50118 | Distributed from 923 Generation And Fuel | 1922 |  | CISO | Pacific Gas & Electric Co | 40.9908 | -121.4982 | California | 0 | 0 | 0 | 0 | 0 | 0 | 0 | 34.6 | 0 | 0 | 0
3557 | CA | Pit 3 | 266 | H1 | 0 | OP | HY | WAT | 26.7 | 0.427 | 99878 | 30985 | Distributed from 923 Generation And Fuel | 1925 |  | CISO | Pacific Gas & Electric Co | 40.9974 | -121.7481 | California | 0 | 0 | 0 | 0 | 0 | 0 | 0 | 26.7 | 0 | 0 | 0
3558 | CA | Pit 3 | 266 | H2 | 0 | OP | HY | WAT | 26.7 | 0.427 | 99878 | 30985 | Distributed from 923 Generation And Fuel | 1925 |  | CISO | Pacific Gas & Electric Co | 40.9974 | -121.7481 | California | 0 | 0 | 0 | 0 | 0 | 0 | 0 | 26.7 | 0 | 0 | 0
3559 | CA | Pit 3 | 266 | H3 | 0 | OP | HY | WAT | 26.7 | 0.427 | 99878 | 30985 | Distributed from 923 Generation And Fuel | 1925 |  | CISO | Pacific Gas & Electric Co | 40.9974 | -121.7481 | California | 0 | 0 | 0 | 0 | 0 | 0 | 0 | 26.7 | 0 | 0 | 0
3560 | CA | Pit 4 | 267 | 1 | 0 | OP | HY | WAT | 51.7 | 0.433 | 196079 | 55744.5 | Distributed from 923 Generation And Fuel | 1955 |  | CISO | Pacific Gas & Electric Co | 40.9864 | -121.8494 | California | 0 | 0 | 0 | 0 | 0 | 0 | 0 | 51.7 | 0 | 0 | 0
3561 | CA | Pit 4 | 267 | 2 | 0 | OP | HY | WAT | 51.7 | 0.433 | 196079 | 55744.5 | Distributed from 923 Generation And Fuel | 1955 |  | CISO | Pacific Gas & Electric Co | 40.9864 | -121.8494 | California | 0 | 0 | 0 | 0 | 0 | 0 | 0 | 51.7 | 0 | 0 | 0
3562 | CA | Pit 5 | 268 | H1 | 0 | OP | HY | WAT | 38.2 | 0.474 | 158525.144 | 50362.492 | Distributed from 923 Generation And Fuel | 1944 |  | CISO | Pacific Gas & Electric Co | 40.9862 | -121.9776 | California | 0 | 0 | 0 | 0 | 0 | 0 | 0 | 38.2 | 0 | 0 | 0
3563 | CA | Pit 5 | 268 | H2 | 0 | OP | HY | WAT | 38.2 | 0.474 | 158525.144 | 50362.492 | Distributed from 923 Generation And Fuel | 1944 |  | CISO | Pacific Gas & Electric Co | 40.9862 | -121.9776 | California | 0 | 0 | 0 | 0 | 0 | 0 | 0 | 38.2 | 0 | 0 | 0
3564 | CA | Pit 5 | 268 | H3 | 0 | OP | HY | WAT | 33.2 | 0.474 | 137775.78 | 43770.542 | Distributed from 923 Generation And Fuel | 1944 |  | CISO | Pacific Gas & Electric Co | 40.9862 | -121.9776 | California | 0 | 0 | 0 | 0 | 0 | 0 | 0 | 33.2 | 0 | 0 | 0
3565 | CA | Pit 5 | 268 | H4 | 0 | OP | HY | WAT | 32 | 0.474 | 132795.932 | 42188.475 | Distributed from 923 Generation And Fuel | 1944 |  | CISO | Pacific Gas & Electric Co | 40.9862 | -121.9776 | California | 0 | 0 | 0 | 0 | 0 | 0 | 0 | 32 | 0 | 0 | 0
3566 | CA | Pit 6 | 269 | H1 | 0 | OP | HY | WAT | 39.6 | 0.452 | 156794.5 | 81915.5 | Distributed from 923 Generation And Fuel | 1965 |  | CISO | Pacific Gas & Electric Co | 40.9226 | -121.9929 | California | 0 | 0 | 0 | 0 | 0 | 0 | 0 | 39.6 | 0 | 0 | 0
3567 | CA | Pit 6 | 269 | H2 | 0 | OP | HY | WAT | 39.6 | 0.452 | 156794.5 | 81915.5 | Distributed from 923 Generation And Fuel | 1965 |  | CISO | Pacific Gas & Electric Co | 40.9226 | -121.9929 | California | 0 | 0 | 0 | 0 | 0 | 0 | 0 | 39.6 | 0 | 0 | 0
3568 | CA | Pit 7 | 270 | H1 | 0 | OP | HY | WAT | 57.6 | 0.44 | 222043.279 | 61625.18 | Distributed from 923 Generation And Fuel | 1965 |  | CISO | Pacific Gas & Electric Co | 40.8475 | -121.9908 | California | 0 | 0 | 0 | 0 | 0 | 0 | 0 | 57.6 | 0 | 0 | 0
3569 | CA | Pit 7 | 270 | H2 | 0 | OP | HY | WAT | 52.2 | 0.44 | 201226.721 | 55847.82 | Distributed from 923 Generation And Fuel | 1965 |  | CISO | Pacific Gas & Electric Co | 40.8475 | -121.9908 | California | 0 | 0 | 0 | 0 | 0 | 0 | 0 | 52.2 | 0 | 0 | 0
3570 | CA | Pitchess Cogen Station | 10478 | GEN1 | 0 | OP | CT | NG | 20.9 | 0.803 | 147030 | 68978.918 | EIA-923 Generator File | 1988 |  | CISO | Southern California Edison Co | 34.4639 | -118.594 | California | 20.9 | 0 | 0 | 0 | 0 | 0 | 0 | 0 | 0 | 0 | 0
3571 | CA | Pitchess Cogen Station | 10478 | GEN2 | 0 | OP | CA | NG | 7.4 | 0.566 | 36690 | 17213.061 | EIA-923 Generator File | 1988 |  | CISO | Southern California Edison Co | 34.4639 | -118.594 | California | 7.4 | 0 | 0 | 0 | 0 | 0 | 0 | 0 | 0 | 0 | 0
3579 | CA | Pixar - Emeryville | 59803 | PXR00 | 0 | OP | FC | NG | 1.1 | 0.805 | 7758 | 3640 | Distributed from 923 Generation And Fuel | 2014 |  | CISO | Pacific Gas & Electric Co | 37.8329 | -122.284 | California | 0 | 1.1 | 0 | 0 | 0 | 0 | 0 | 0 | 0 | 0 | 0
3580 | CA | Plant No 1 Orange County | 50696 | GEN1 | 0 | OP | IC | OBG | 2.5 | 0.588 | 12877.333 | 5524.667 | Distributed from 923 Generation And Fuel | 1993 |  | CISO | Southern California Edison Co | 33.6942 | -117.9381 | California | 0 | 0 | 0 | 0 | 0 | 0 | 0 | 0 | 0 | 2.5 | 0
3581 | CA | Plant No 1 Orange County | 50696 | GEN2 | 0 | OP | IC | OBG | 2.5 | 0.588 | 12877.333 | 5524.667 | Distributed from 923 Generation And Fuel | 1993 |  | CISO | Southern California Edison Co | 33.6942 | -117.9381 | California | 0 | 0 | 0 | 0 | 0 | 0 | 0 | 0 | 0 | 2.5 | 0
3582 | CA | Plant No 1 Orange County | 50696 | GEN3 | 0 | OP | IC | OBG | 2.5 | 0.588 | 12877.333 | 5524.667 | Distributed from 923 Generation And Fuel | 1993 |  | CISO | Southern California Edison Co | 33.6942 | -117.9381 | California | 0 | 0 | 0 | 0 | 0 | 0 | 0 | 0 | 0 | 2.5 | 0
3583 | CA | Plant No 2 Orange County | 52099 | GEN1 | 0 | OP | IC | OBG | 3 | 0.391 | 10262.6 | 4400.2 | Distributed from 923 Generation And Fuel | 1993 |  | CISO | Southern California Edison Co | 33.6433 | -117.9556 | California | 0 | 0 | 0 | 0 | 0 | 0 | 0 | 0 | 0 | 3 | 0
3584 | CA | Plant No 2 Orange County | 52099 | GEN2 | 0 | OP | IC | OBG | 3 | 0.391 | 10262.6 | 4400.2 | Distributed from 923 Generation And Fuel | 1993 |  | CISO | Southern California Edison Co | 33.6433 | -117.9556 | California | 0 | 0 | 0 | 0 | 0 | 0 | 0 | 0 | 0 | 3 | 0
3585 | CA | Plant No 2 Orange County | 52099 | GEN3 | 0 | OP | IC | OBG | 3 | 0.391 | 10262.6 | 4400.2 | Distributed from 923 Generation And Fuel | 1993 |  | CISO | Southern California Edison Co | 33.6433 | -117.9556 | California | 0 | 0 | 0 | 0 | 0 | 0 | 0 | 0 | 0 | 3 | 0
3586 | CA | Plant No 2 Orange County | 52099 | GEN4 | 0 | OP | IC | OBG | 3 | 0.391 | 10262.6 | 4400.2 | Distributed from 923 Generation And Fuel | 1993 |  | CISO | Southern California Edison Co | 33.6433 | -117.9556 | California | 0 | 0 | 0 | 0 | 0 | 0 | 0 | 0 | 0 | 3 | 0
3587 | CA | Plant No 2 Orange County | 52099 | GEN5 | 0 | OP | IC | OBG | 3 | 0.391 | 10262.6 | 4400.2 | Distributed from 923 Generation And Fuel | 1993 |  | CISO | Southern California Edison Co | 33.6433 | -117.9556 | California | 0 | 0 | 0 | 0 | 0 | 0 | 0 | 0 | 0 | 3 | 0
3588 | CA | Plant No 2 Orange County | 52099 | GEN6 | 0 | OP | ST | OBG | 1 | 0.133 | 1162 | 545.152 | EIA-923 Generator File | 1993 |  | CISO | Southern California Edison Co | 33.6433 | -117.9556 | California | 0 | 0 | 0 | 0 | 0 | 0 | 0 | 0 | 0 | 1 | 0
3589 | CA | Pleasant Valley Hydro | 402 | 1 | 0 | OP | HY | WAT | 3.2 | 0.122 | 3424 | 1789 | Distributed from 923 Generation And Fuel | 1958 |  | LDWP | Los Angeles Department of Water & Power | 37.4142 | -118.5239 | California | 0 | 0 | 0 | 0 | 0 | 0 | 0 | 3.2 | 0 | 0 | 0
3590 | CA | Ples I | 10479 | T101 | 0 | OP | BT | GEO | 5 | 0.661 | 28944 | 12368 | Distributed from 923 Generation And Fuel | 1990 |  | CISO | Southern California Edison Co | 37.6455 | -118.9096 | California | 0 | 0 | 0 | 0 | 0 | 0 | 0 | 0 | 0 | 5 | 0
3591 | CA | Ples I | 10479 | T102 | 0 | OP | BT | GEO | 5 | 0.661 | 28944 | 12368 | Distributed from 923 Generation And Fuel | 1990 |  | CISO | Southern California Edison Co | 37.6455 | -118.9096 | California | 0 | 0 | 0 | 0 | 0 | 0 | 0 | 0 | 0 | 5 | 0
3592 | CA | Ples I | 10479 | T103 | 0 | OP | BT | GEO | 5 | 0.661 | 28944 | 12368 | Distributed from 923 Generation And Fuel | 1990 |  | CISO | Southern California Edison Co | 37.6455 | -118.9096 | California | 0 | 0 | 0 | 0 | 0 | 0 | 0 | 0 | 0 | 5 | 0
3593 | CA | Poe | 272 | 1 | 0 | OP | HY | WAT | 71.4 | 0.345 | 215612 | 87339.5 | Distributed from 923 Generation And Fuel | 1958 |  | CISO | Pacific Gas & Electric Co | 39.7229 | -121.4698 | California | 0 | 0 | 0 | 0 | 0 | 0 | 0 | 71.4 | 0 | 0 | 0
3594 | CA | Poe | 272 | 2 | 0 | OP | HY | WAT | 71.4 | 0.345 | 215612 | 87339.5 | Distributed from 923 Generation And Fuel | 1958 |  | CISO | Pacific Gas & Electric Co | 39.7229 | -121.4698 | California | 0 | 0 | 0 | 0 | 0 | 0 | 0 | 71.4 | 0 | 0 | 0
3596 | CA | Ponderosa Bailey Creek | 10709 | GEN1 | 0 | OP | HY | WAT | 1.1 | 0.365 | 3515 | 1836 | Distributed from 923 Generation And Fuel | 1990 |  | CISO | Pacific Gas & Electric Co | 40.4579 | -121.8427 | California | 0 | 0 | 0 | 0 | 0 | 0 | 0 | 1.1 | 0 | 0 | 0
3597 | CA | Poole | 353 | 1 | 0 | OP | HY | WAT | 11.3 | 0.307 | 30359 | 15861 | Distributed from 923 Generation And Fuel | 1924 |  | CISO | Southern California Edison Co | 37.9442 | -119.2161 | California | 0 | 0 | 0 | 0 | 0 | 0 | 0 | 11.3 | 0 | 0 | 0
3598 | CA | Port of LA Solar FiT Project | 61319 | W4885 | 0 | OP | PV | SUN | 1.1 | 0 | 0 | 0 | Distributed from 923 Generation And Fuel | 2015 |  | LDWP | Los Angeles Department of Water & Power | 33.728 | -118.28 | California | 0 | 0 | 0 | 0 | 0 | 1.1 | 0 | 0 | 0 | 0 | 0
3599 | CA | Portal | 354 | 1 | 0 | OP | HY | WAT | 10.8 | 0.116 | 11019 | 5757 | Distributed from 923 Generation And Fuel | 1956 |  | CISO | Southern California Edison Co | 37.257 | -119.1589 | California | 0 | 0 | 0 | 0 | 0 | 0 | 0 | 10.8 | 0 | 0 | 0
3603 | CA | Porterville 6 and 7 | 59219 | PV1 | 0 | OP | PV | SUN | 1.5 | 0.226 | 2968 | 1579 | Distributed from 923 Generation And Fuel | 2014 |  | CISO | Southern California Edison Co | 36.05 | -119.02 | California | 0 | 0 | 0 | 0 | 0 | 1.5 | 0 | 0 | 0 | 0 | 0
3604 | CA | Porterville 6 and 7 | 59219 | PV2 | 0 | OP | PV | SUN | 1.5 | 0.226 | 2968 | 1579 | Distributed from 923 Generation And Fuel | 2014 |  | CISO | Southern California Edison Co | 36.05 | -119.02 | California | 0 | 0 | 0 | 0 | 0 | 1.5 | 0 | 0 | 0 | 0 | 0
3605 | CA | Porterville Solar | 58309 | 1 | 0 | OP | PV | SUN | 1 | 0.227 | 1992.857 | 1060.286 | Distributed from 923 Generation And Fuel | 2014 |  | CISO | Southern California Edison Co | 36.1028 | -119.0397 | California | 0 | 0 | 0 | 0 | 0 | 1 | 0 | 0 | 0 | 0 | 0
3606 | CA | Porterville Solar | 58309 | 2 | 0 | OP | PV | SUN | 1 | 0.227 | 1992.857 | 1060.286 | Distributed from 923 Generation And Fuel | 2014 |  | CISO | Southern California Edison Co | 36.1028 | -119.0397 | California | 0 | 0 | 0 | 0 | 0 | 1 | 0 | 0 | 0 | 0 | 0
3607 | CA | Porterville Solar | 58309 | 5 | 0 | OP | PV | SUN | 1.5 | 0.227 | 2989.286 | 1590.429 | Distributed from 923 Generation And Fuel | 2014 |  | CISO | Southern California Edison Co | 36.1028 | -119.0397 | California | 0 | 0 | 0 | 0 | 0 | 1.5 | 0 | 0 | 0 | 0 | 0
3611 | CA | Potrero Hills Energy Producers | 59952 | 1 | 0 | OP | IC | LFG | 1.6 | 0.611 | 8565.2 | 4836.4 | Distributed from 923 Generation And Fuel | 2016 |  | CISO | Pacific Gas & Electric Co | 38.217 | -121.9795 | California | 0 | 0 | 0 | 0 | 0 | 0 | 0 | 0 | 0 | 1.6 | 0
3612 | CA | Potrero Hills Energy Producers | 59952 | 2 | 0 | OP | IC | LFG | 1.6 | 0.611 | 8565.2 | 4836.4 | Distributed from 923 Generation And Fuel | 2016 |  | CISO | Pacific Gas & Electric Co | 38.217 | -121.9795 | California | 0 | 0 | 0 | 0 | 0 | 0 | 0 | 0 | 0 | 1.6 | 0
3613 | CA | Potrero Hills Energy Producers | 59952 | 3 | 0 | OP | IC | LFG | 1.6 | 0.611 | 8565.2 | 4836.4 | Distributed from 923 Generation And Fuel | 2016 |  | CISO | Pacific Gas & Electric Co | 38.217 | -121.9795 | California | 0 | 0 | 0 | 0 | 0 | 0 | 0 | 0 | 0 | 1.6 | 0
3614 | CA | Potrero Hills Energy Producers | 59952 | 4 | 0 | OP | IC | LFG | 1.6 | 0.611 | 8565.2 | 4836.4 | Distributed from 923 Generation And Fuel | 2016 |  | CISO | Pacific Gas & Electric Co | 38.217 | -121.9795 | California | 0 | 0 | 0 | 0 | 0 | 0 | 0 | 0 | 0 | 1.6 | 0
3615 | CA | Potrero Hills Energy Producers | 59952 | 5 | 0 | OP | IC | LFG | 1.6 | 0.611 | 8565.2 | 4836.4 | Distributed from 923 Generation And Fuel | 2016 |  | CISO | Pacific Gas & Electric Co | 38.217 | -121.9795 | California | 0 | 0 | 0 | 0 | 0 | 0 | 0 | 0 | 0 | 1.6 | 0
3616 | CA | Potter Valley | 274 | 1 | 0 | OP | HY | WAT | 4.4 | 0.101 | 3903.83 | 2039.447 | Distributed from 923 Generation And Fuel | 1939 |  | CISO | Pacific Gas & Electric Co | 39.3618 | -123.1279 | California | 0 | 0 | 0 | 0 | 0 | 0 | 0 | 4.4 | 0 | 0 | 0
3617 | CA | Potter Valley | 274 | 2 | 0 | OP | HY | WAT | 2 | 0.101 | 1774.468 | 927.021 | Distributed from 923 Generation And Fuel | 1910 |  | CISO | Pacific Gas & Electric Co | 39.3618 | -123.1279 | California | 0 | 0 | 0 | 0 | 0 | 0 | 0 | 2 | 0 | 0 | 0
3618 | CA | Potter Valley | 274 | 3 | 0 | OP | HY | WAT | 3 | 0.101 | 2661.702 | 1390.532 | Distributed from 923 Generation And Fuel | 1917 |  | CISO | Pacific Gas & Electric Co | 39.3618 | -123.1279 | California | 0 | 0 | 0 | 0 | 0 | 0 | 0 | 3 | 0 | 0 | 0
3619 | CA | Power Generation Station (PGS) 2 | 57696 | 1 | 0 | OP | GT | OBG | 4.6 | 0.702 | 28292 | 12047 | Distributed from 923 Generation And Fuel | 2011 |  | CISO | Pacific Gas & Electric Co | 37.8258 | -122.2961 | California | 0 | 0 | 0 | 0 | 0 | 0 | 0 | 0 | 0 | 4.6 | 0
3620 | CA | Powhatan Solar Power Generation Station 1 LLC | 58611 | 1 | 0 | OP | PV | SUN | 1.5 | 0.342 | 4495 | 2391 | Distributed from 923 Generation And Fuel | 2013 |  | CISO | Southern California Edison Co | 34.4969 | -117.145 | California | 0 | 0 | 0 | 0 | 0 | 1.5 | 0 | 0 | 0 | 0 | 0
3623 | CA | Prima Plant | 55601 | UNT1 | 0 | OP | IC | LFG | 3 | 0.926 | 24336.5 | 10362.5 | Distributed from 923 Generation And Fuel | 1999 |  | CISO | San Diego Gas & Electric Co | 33.4949 | -117.6146 | California | 0 | 0 | 0 | 0 | 0 | 0 | 0 | 0 | 0 | 3 | 0
3624 | CA | Prima Plant | 55601 | UNT2 | 0 | OP | IC | LFG | 3 | 0.926 | 24336.5 | 10362.5 | Distributed from 923 Generation And Fuel | 1999 |  | CISO | San Diego Gas & Electric Co | 33.4949 | -117.6146 | California | 0 | 0 | 0 | 0 | 0 | 0 | 0 | 0 | 0 | 3 | 0
3625 | CA | Puente Hills Energy Recovery | 10472 | GEN1 | 2 | OP | ST | LFG | 50 | 0.599 | 262567 | 121670 | EIA-923 Generator File | 1986 |  | CISO | Southern California Edison Co | 34.0233 | -118.0241 | California | 0 | 0 | 0 | 0 | 0 | 0 | 0 | 0 | 0 | 50 | 0
3631 | CA | Pumpjack Solar I | 59322 | GEN1 | 0 | OP | PV | SUN | 20 | 0.284 | 49814 | 26501 | Distributed from 923 Generation And Fuel | 2015 |  | CISO | Pacific Gas & Electric Co | 35.3056 | -119.6225 | California | 0 | 0 | 0 | 0 | 0 | 20 | 0 | 0 | 0 | 0 | 0
3632 | CA | Putah Creek Solar Farm | 59550 | PCSF | 0 | OP | PV | SUN | 2 |  |  |  |  | 2014 |  | CISO | Pacific Gas & Electric Co | 38.5211 | -121.9939 | California | 0 | 0 | 0 | 0 | 0 | 2 | 0 | 0 | 0 | 0 | 0
3634 | CA | Q Plant | 59457 | Q-TG1 | 0 | OP | GT | NG | 4.6 | 0.874 | 35215 | 16521 | Distributed from 923 Generation And Fuel | 2013 |  | CISO | San Diego Gas & Electric Co | 32.9042 | -117.2011 | California | 0 | 4.6 | 0 | 0 | 0 | 0 | 0 | 0 | 0 | 0 | 0
3635 | CA | Quinto Solar PV Project | 59339 | SSC13 | 0 | OP | PV | SUN | 108 | 0.297 | 280955 | 162581 | Distributed from 923 Generation And Fuel | 2015 |  | CISO | Pacific Gas & Electric Co | 37.1303 | -121.0522 | California | 0 | 0 | 0 | 0 | 0 | 108 | 0 | 0 | 0 | 0 | 0
3636 | CA | R C Kirkwood | 382 | 1 | 0 | OP | HY | WAT | 39.5 | 0.561 | 194074.273 | 90155.074 | Distributed from 923 Generation And Fuel | 1967 |  | CISO | Pacific Gas & Electric Co | 37.8777 | -119.9532 | California | 0 | 0 | 0 | 0 | 0 | 0 | 0 | 39.5 | 0 | 0 | 0
3637 | CA | R C Kirkwood | 382 | 2 | 0 | OP | HY | WAT | 39.5 | 0.561 | 194074.273 | 90155.074 | Distributed from 923 Generation And Fuel | 1967 |  | CISO | Pacific Gas & Electric Co | 37.8777 | -119.9532 | California | 0 | 0 | 0 | 0 | 0 | 0 | 0 | 39.5 | 0 | 0 | 0
3638 | CA | R C Kirkwood | 382 | 3 | 0 | OP | HY | WAT | 36.5 | 0.561 | 179334.455 | 83307.853 | Distributed from 923 Generation And Fuel | 1987 |  | CISO | Pacific Gas & Electric Co | 37.8777 | -119.9532 | California | 0 | 0 | 0 | 0 | 0 | 0 | 0 | 36.5 | 0 | 0 | 0
3639 | CA | R E Badger Filtration Plant | 50147 | 1 | 0 | OP | HY | WAT | 1.4 | 0 | 0 | 0 | Distributed from 923 Generation And Fuel | 1987 |  | CISO | San Diego Gas & Electric Co | 33.051 | -117.175 | California | 0 | 0 | 0 | 0 | 0 | 0 | 0 | 1.4 | 0 | 0 | 0
3640 | CA | Radiance Solar 4 | 58354 | 1 | 0 | OP | PV | SUN | 1.5 | 0.256 | 3367 | 1791 | Distributed from 923 Generation And Fuel | 2013 |  | CISO | Southern California Edison Co | 34.6656 | -118.2881 | California | 0 | 0 | 0 | 0 | 0 | 1.5 | 0 | 0 | 0 | 0 | 0
3641 | CA | Radiance Solar 5 | 58355 | 1 | 0 | OP | PV | SUN | 1.5 | 0.255 | 3349 | 1782 | Distributed from 923 Generation And Fuel | 2013 |  | CISO | Southern California Edison Co | 34.6656 | -118.2869 | California | 0 | 0 | 0 | 0 | 0 | 1.5 | 0 | 0 | 0 | 0 | 0
3642 | CA | Ralston | 427 | 1 | 0 | OP | HY | WAT | 79.2 | 0.578 | 400971 | 209483 | Distributed from 923 Generation And Fuel | 1966 |  | CISO | Pacific Gas & Electric Co | 39.001 | -120.7251 | California | 0 | 0 | 0 | 0 | 0 | 0 | 0 | 79.2 | 0 | 0 | 0
3643 | CA | Ramona 1 | 58909 | RAM1 | 0 | OP | PV | SUN | 2 | 0.277 | 4857 | 2584 | Distributed from 923 Generation And Fuel | 2013 |  | CISO | San Diego Gas & Electric Co | 33.0122 | -116.875 | California | 0 | 0 | 0 | 0 | 0 | 2 | 0 | 0 | 0 | 0 | 0
3644 | CA | Ramona 2 | 58911 | RAM2 | 0 | OP | PV | SUN | 5 | 0.269 | 11767 | 6260 | Distributed from 923 Generation And Fuel | 2013 |  | CISO | San Diego Gas & Electric Co | 33.0122 | -116.875 | California | 0 | 0 | 0 | 0 | 0 | 5 | 0 | 0 | 0 | 0 | 0
3646 | CA | Rancho Cucamonga Dist #1 | 59540 | 2 | 0 | OP | PV | SUN | 1.8 | 0.207 | 3265 | 1737 | Distributed from 923 Generation And Fuel | 2015 |  | CISO | Southern California Edison Co | 34.1003 | -117.5528 | California | 0 | 0 | 0 | 0 | 0 | 1.8 | 0 | 0 | 0 | 0 | 0
3647 | CA | Rancho Penasquitos | 56615 | G100 | 0 | OP | HY | WAT | 4.6 | 0.22 | 8861 | 4630 | Distributed from 923 Generation And Fuel | 2007 |  | CISO | San Diego Gas & Electric Co | 32.937 | -117.1137 | California | 0 | 0 | 0 | 0 | 0 | 0 | 0 | 4.6 | 0 | 0 | 0
3651 | CA | RCWD PV Project | 60426 | RCWD | 0 | OP | PV | SUN | 5 | 0.119 | 5203 | 3490 | Distributed from 923 Generation And Fuel | 2016 |  | CISO | Southern California Edison Co | 33.5226 | -117.1815 | California | 0 | 0 | 0 | 0 | 0 | 5 | 0 | 0 | 0 | 0 | 0
3652 | CA | RCWMD Badlands Landfill Gas Project | 55820 | GEN1 | 0 | OP | IC | LFG | 1.3 | 0.545 | 6208 | 2643 | Distributed from 923 Generation And Fuel | 2001 |  | CISO | Southern California Edison Co | 33.9583 | -117.125 | California | 0 | 0 | 0 | 0 | 0 | 0 | 0 | 0 | 0 | 1.3 | 0
3654 | CA | RE Adams East, LLC | 58984 | 1 | 0 | OP | PV | SUN | 19 | 0.3 | 49881 | 26537 | Distributed from 923 Generation And Fuel | 2014 |  | CISO | Pacific Gas & Electric Co | 36.6175 | -120.2908 | California | 0 | 0 | 0 | 0 | 0 | 19 | 0 | 0 | 0 | 0 | 0
3655 | CA | RE Astoria | 59976 | ASTR1 | 0 | OP | PV | SUN | 100 | 0.118 | 103305 | 51127 | Distributed from 923 Generation And Fuel | 2016 |  | CISO | Southern California Edison Co | 34.8442 | -118.4585 | California | 0 | 0 | 0 | 0 | 0 | 100 | 0 | 0 | 0 | 0 | 0
3656 | CA | RE Astoria 2 | 59977 | ASTR2 | 0 | OP | PV | SUN | 75 | 0.082 | 53897 | 14330 | Distributed from 923 Generation And Fuel | 2016 |  | CISO | Southern California Edison Co | 34.8366 | -118.4802 | California | 0 | 0 | 0 | 0 | 0 | 75 | 0 | 0 | 0 | 0 | 0
3657 | CA | RE Barren Ridge 1 | 60389 | REBR1 | 0 | OP | PV | SUN | 60 | 0.175 | 92126 | 61051 | Distributed from 923 Generation And Fuel | 2016 |  | LDWP | Los Angeles Department of Water & Power | 35.2047 | -118.0687 | California | 0 | 0 | 0 | 0 | 0 | 60 | 0 | 0 | 0 | 0 | 0
3661 | CA | RE Camelot LLC | 58983 | 1 | 0 | OP | PV | SUN | 45 | 0.334 | 131769 | 69556 | Distributed from 923 Generation And Fuel | 2014 |  | CISO | Southern California Edison Co | 35.0267 | -118.1856 | California | 0 | 0 | 0 | 0 | 0 | 45 | 0 | 0 | 0 | 0 | 0
3662 | CA | RE Columbia Two, LLC | 58990 | 1 | 0 | OP | PV | SUN | 15 | 0.337 | 44240 | 23536 | Distributed from 923 Generation And Fuel | 2014 |  | CISO | Southern California Edison Co | 35.0267 | -118.1856 | California | 0 | 0 | 0 | 0 | 0 | 15 | 0 | 0 | 0 | 0 | 0
3667 | CA | RE Garland | 60233 | PV2 | 0 | OP | PV | SUN | 185 | 0.034 | 54915 | 0 | Distributed from 923 Generation And Fuel | 2016 |  | CISO | Southern California Edison Co | 34.8253 | -118.525 | California | 0 | 0 | 0 | 0 | 0 | 185 | 0 | 0 | 0 | 0 | 0
3668 | CA | RE Garland A | 60386 | PV1 | 0 | OP | PV | SUN | 20 | 0.124 | 21784 | 7038 | Distributed from 923 Generation And Fuel | 2016 |  | CISO | Southern California Edison Co | 34.8215 | -118.4974 | California | 0 | 0 | 0 | 0 | 0 | 20 | 0 | 0 | 0 | 0 | 0
3677 | CA | RE Kansas Solar, LLC | 58985 | 1 | 0 | OP | PV | SUN | 20 | 0.307 | 53739 | 28589 | Distributed from 923 Generation And Fuel | 2014 |  | CISO | Pacific Gas & Electric Co | 36.2478 | -119.8339 | California | 0 | 0 | 0 | 0 | 0 | 20 | 0 | 0 | 0 | 0 | 0
3678 | CA | RE Kansas South LLC | 58148 | KS | 0 | OP | PV | SUN | 20 | 0.303 | 53052 | 28223 | Distributed from 923 Generation And Fuel | 2013 |  | CISO | Pacific Gas & Electric Co | 36.2261 | -119.8342 | California | 0 | 0 | 0 | 0 | 0 | 20 | 0 | 0 | 0 | 0 | 0
3679 | CA | RE Kent South, LLC | 58991 | 1 | 0 | OP | PV | SUN | 20 | 0.305 | 53478 | 28450 | Distributed from 923 Generation And Fuel | 2014 |  | CISO | Pacific Gas & Electric Co | 36.2261 | -119.9053 | California | 0 | 0 | 0 | 0 | 0 | 20 | 0 | 0 | 0 | 0 | 0
3686 | CA | RE Mustang LLC | 59150 | PV1 | 0 | OP | PV | SUN | 100 | 0.242 | 211657 | 145724 | Distributed from 923 Generation And Fuel | 2016 |  | CISO | Pacific Gas & Electric Co | 36.2217 | -119.9031 | California | 0 | 0 | 0 | 0 | 0 | 100 | 0 | 0 | 0 | 0 | 0
3687 | CA | RE Old River One, LLC | 58986 | 1 | 0 | OP | PV | SUN | 20 | 0.292 | 51088 | 27179 | Distributed from 923 Generation And Fuel | 2014 |  | CISO | Pacific Gas & Electric Co | 35.2233 | -119.0889 | California | 0 | 0 | 0 | 0 | 0 | 20 | 0 | 0 | 0 | 0 | 0
3689 | CA | RE Tranquillity | 59939 | TQ | 0 | OP | PV | SUN | 205.3 | 0.116 | 207829 | 119089 | Distributed from 923 Generation And Fuel | 2016 |  | CISO | Pacific Gas & Electric Co | 36.5814 | -120.4045 | California | 0 | 0 | 0 | 0 | 0 | 205.3 | 0 | 0 | 0 | 0 | 0
3690 | CA | RE Victor Phelan Solar One LLC | 58202 | VPS1 | 0 | OP | PV | SUN | 20 | 0.284 | 49702 | 26441 | Distributed from 923 Generation And Fuel | 2013 |  | CISO | Southern California Edison Co | 34.5123 | -117.4775 | California | 0 | 0 | 0 | 0 | 0 | 20 | 0 | 0 | 0 | 0 | 0
3691 | CA | Red Bluff | 56184 | IC1 | 0 | OP | IC | NG | 2.9 | 0.062 | 1577.563 | 740.125 | Distributed from 923 Generation And Fuel | 2001 |  | CISO | Pacific Gas & Electric Co | 40.1501 | -122.2124 | California | 0 | 2.9 | 0 | 0 | 0 | 0 | 0 | 0 | 0 | 0 | 0
3692 | CA | Red Bluff | 56184 | IC10 | 0 | OP | IC | NG | 2.9 | 0.062 | 1577.563 | 740.125 | Distributed from 923 Generation And Fuel | 2001 |  | CISO | Pacific Gas & Electric Co | 40.1501 | -122.2124 | California | 0 | 2.9 | 0 | 0 | 0 | 0 | 0 | 0 | 0 | 0 | 0
3693 | CA | Red Bluff | 56184 | IC11 | 0 | OP | IC | NG | 2.9 | 0.062 | 1577.563 | 740.125 | Distributed from 923 Generation And Fuel | 2001 |  | CISO | Pacific Gas & Electric Co | 40.1501 | -122.2124 | California | 0 | 2.9 | 0 | 0 | 0 | 0 | 0 | 0 | 0 | 0 | 0
3694 | CA | Red Bluff | 56184 | IC12 | 0 | OP | IC | NG | 2.9 | 0.062 | 1577.563 | 740.125 | Distributed from 923 Generation And Fuel | 2001 |  | CISO | Pacific Gas & Electric Co | 40.1501 | -122.2124 | California | 0 | 2.9 | 0 | 0 | 0 | 0 | 0 | 0 | 0 | 0 | 0
3695 | CA | Red Bluff | 56184 | IC13 | 0 | OP | IC | NG | 2.9 | 0.062 | 1577.563 | 740.125 | Distributed from 923 Generation And Fuel | 2001 |  | CISO | Pacific Gas & Electric Co | 40.1501 | -122.2124 | California | 0 | 2.9 | 0 | 0 | 0 | 0 | 0 | 0 | 0 | 0 | 0
3696 | CA | Red Bluff | 56184 | IC14 | 0 | OP | IC | NG | 2.9 | 0.062 | 1577.563 | 740.125 | Distributed from 923 Generation And Fuel | 2001 |  | CISO | Pacific Gas & Electric Co | 40.1501 | -122.2124 | California | 0 | 2.9 | 0 | 0 | 0 | 0 | 0 | 0 | 0 | 0 | 0
3697 | CA | Red Bluff | 56184 | IC15 | 0 | OP | IC | NG | 2.9 | 0.062 | 1577.563 | 740.125 | Distributed from 923 Generation And Fuel | 2001 |  | CISO | Pacific Gas & Electric Co | 40.1501 | -122.2124 | California | 0 | 2.9 | 0 | 0 | 0 | 0 | 0 | 0 | 0 | 0 | 0
3698 | CA | Red Bluff | 56184 | IC16 | 0 | OP | IC | NG | 2.9 | 0.062 | 1577.563 | 740.125 | Distributed from 923 Generation And Fuel | 2001 |  | CISO | Pacific Gas & Electric Co | 40.1501 | -122.2124 | California | 0 | 2.9 | 0 | 0 | 0 | 0 | 0 | 0 | 0 | 0 | 0
3699 | CA | Red Bluff | 56184 | IC2 | 0 | OP | IC | NG | 2.9 | 0.062 | 1577.563 | 740.125 | Distributed from 923 Generation And Fuel | 2001 |  | CISO | Pacific Gas & Electric Co | 40.1501 | -122.2124 | California | 0 | 2.9 | 0 | 0 | 0 | 0 | 0 | 0 | 0 | 0 | 0
3700 | CA | Red Bluff | 56184 | IC3 | 0 | OP | IC | NG | 2.9 | 0.062 | 1577.563 | 740.125 | Distributed from 923 Generation And Fuel | 2001 |  | CISO | Pacific Gas & Electric Co | 40.1501 | -122.2124 | California | 0 | 2.9 | 0 | 0 | 0 | 0 | 0 | 0 | 0 | 0 | 0
3701 | CA | Red Bluff | 56184 | IC4 | 0 | OP | IC | NG | 2.9 | 0.062 | 1577.563 | 740.125 | Distributed from 923 Generation And Fuel | 2001 |  | CISO | Pacific Gas & Electric Co | 40.1501 | -122.2124 | California | 0 | 2.9 | 0 | 0 | 0 | 0 | 0 | 0 | 0 | 0 | 0
3702 | CA | Red Bluff | 56184 | IC5 | 0 | OP | IC | NG | 2.9 | 0.062 | 1577.563 | 740.125 | Distributed from 923 Generation And Fuel | 2001 |  | CISO | Pacific Gas & Electric Co | 40.1501 | -122.2124 | California | 0 | 2.9 | 0 | 0 | 0 | 0 | 0 | 0 | 0 | 0 | 0
3703 | CA | Red Bluff | 56184 | IC6 | 0 | OP | IC | NG | 2.9 | 0.062 | 1577.563 | 740.125 | Distributed from 923 Generation And Fuel | 2001 |  | CISO | Pacific Gas & Electric Co | 40.1501 | -122.2124 | California | 0 | 2.9 | 0 | 0 | 0 | 0 | 0 | 0 | 0 | 0 | 0
3704 | CA | Red Bluff | 56184 | IC7 | 0 | OP | IC | NG | 2.9 | 0.062 | 1577.563 | 740.125 | Distributed from 923 Generation And Fuel | 2001 |  | CISO | Pacific Gas & Electric Co | 40.1501 | -122.2124 | California | 0 | 2.9 | 0 | 0 | 0 | 0 | 0 | 0 | 0 | 0 | 0
3705 | CA | Red Bluff | 56184 | IC8 | 0 | OP | IC | NG | 2.9 | 0.062 | 1577.563 | 740.125 | Distributed from 923 Generation And Fuel | 2001 |  | CISO | Pacific Gas & Electric Co | 40.1501 | -122.2124 | California | 0 | 2.9 | 0 | 0 | 0 | 0 | 0 | 0 | 0 | 0 | 0
3706 | CA | Red Bluff | 56184 | IC9 | 0 | OP | IC | NG | 2.9 | 0.062 | 1577.563 | 740.125 | Distributed from 923 Generation And Fuel | 2001 |  | CISO | Pacific Gas & Electric Co | 40.1501 | -122.2124 | California | 0 | 2.9 | 0 | 0 | 0 | 0 | 0 | 0 | 0 | 0 | 0
3707 | CA | Red Mountain | 484 | 1 | 0 | OP | HY | WAT | 5.9 | 0.495 | 25595 | 13372 | Distributed from 923 Generation And Fuel | 1985 |  | CISO | San Diego Gas & Electric Co | 33.3944 | -117.1889 | California | 0 | 0 | 0 | 0 | 0 | 0 | 0 | 5.9 | 0 | 0 | 0
3708 | CA | Redcrest Solar Farm | 58831 | PV-1 | 0 | OP | PV | SUN | 16.6 | 0.278 | 40454 | 21521 | Distributed from 923 Generation And Fuel | 2015 |  | CISO | Pacific Gas & Electric Co | 35.3219 | -118.8128 | California | 0 | 0 | 0 | 0 | 0 | 16.6 | 0 | 0 | 0 | 0 | 0
3716 | CA | Regional Wastewater Control Facility | 56134 | 101 | 0 | OP | IC | NG | 1 | 0.305 | 2669.375 | 1174.375 | Distributed from 923 Generation And Fuel | 2000 |  | CISO | Pacific Gas & Electric Co | 37.9369 | -121.3294 | California | 0 | 1 | 0 | 0 | 0 | 0 | 0 | 0 | 0 | 0 | 0
3717 | CA | Regional Wastewater Control Facility | 56134 | 301 | 0 | OP | IC | NG | 1 | 0.305 | 2669.375 | 1174.375 | Distributed from 923 Generation And Fuel | 2000 |  | CISO | Pacific Gas & Electric Co | 37.9369 | -121.3294 | California | 0 | 1 | 0 | 0 | 0 | 0 | 0 | 0 | 0 | 0 | 0
3718 | CA | Regional Wastewater Control Facility | 56134 | 401 | 0 | OP | IC | NG | 1 | 0.305 | 2669.375 | 1174.375 | Distributed from 923 Generation And Fuel | 2000 |  | CISO | Pacific Gas & Electric Co | 37.9369 | -121.3294 | California | 0 | 1 | 0 | 0 | 0 | 0 | 0 | 0 | 0 | 0 | 0
3720 | CA | Regulus Solar Project | 57650 | FRV4 | 0 | OP | PV | SUN | 60 | 0.287 | 150982 | 88160 | Distributed from 923 Generation And Fuel | 2014 |  | CISO | Pacific Gas & Electric Co | 35.3 | -118.8519 | California | 0 | 0 | 0 | 0 | 0 | 60 | 0 | 0 | 0 | 0 | 0
3721 | CA | RET Modesto Solar | 58039 | 1 | 0 | OP | PV | SUN | 25 | 0.293 | 64273 | 37512 | Distributed from 923 Generation And Fuel | 2012 |  | CISO | Modesto Irrigation District | 37.7342 | -120.9956 | California | 0 | 0 | 0 | 0 | 0 | 25 | 0 | 0 | 0 | 0 | 0
3723 | CA | Richmond Cogen | 52109 | GEN1 | 0 | OP | CT | NG | 62.6 | 0.77 | 422240 | 179235 | EIA-923 Generator File | 1992 |  | CISO | Pacific Gas & Electric Co | 37.9418 | -122.3909 | California | 62.6 | 0 | 0 | 0 | 0 | 0 | 0 | 0 | 0 | 0 | 0
3724 | CA | Richmond Cogen | 52109 | GEN2 | 0 | OP | CT | NG | 62.6 | 0.727 | 398472 | 169432 | EIA-923 Generator File | 1992 |  | CISO | Pacific Gas & Electric Co | 37.9418 | -122.3909 | California | 62.6 | 0 | 0 | 0 | 0 | 0 | 0 | 0 | 0 | 0 | 0
3725 | CA | Richmond Cogen | 52109 | GEN5 | 2 | OP | CA | OG | 30.4 | 0.3 | 79860 | 40485 | EIA-923 Generator File | 2006 |  | CISO | Pacific Gas & Electric Co | 37.9418 | -122.3909 | California | 0 | 0 | 0 | 0 | 0 | 0 | 0 | 0 | 0 | 30.4 | 0
3731 | CA | Ridgetop | 54931 | WGN1 | 0 | OP | WT | WND | 46.8 | 0.371 | 151962 | 74618 | Distributed from 923 Generation And Fuel | 1994 |  | CISO | Southern California Edison Co | 35.074 | -118.3153 | California | 0 | 0 | 0 | 0 | 46.8 | 0 | 0 | 0 | 0 | 0 | 0
3732 | CA | Ridgetop Energy LLC | 10597 | WGN1 | 0 | OP | WT | WND | 29 | 0.219 | 55674 | 27212 | Distributed from 923 Generation And Fuel | 1984 |  | CISO | Southern California Edison Co | 35.0697 | -118.3167 | California | 0 | 0 | 0 | 0 | 29 | 0 | 0 | 0 | 0 | 0 | 0
3733 | CA | Rio Bravo Fresno | 10767 | GEN1 | 1 | OP | ST | WDS | 28 | 0.738 | 181084 | 71276 | EIA-923 Generator File | 1988 |  | CISO | Pacific Gas & Electric Co | 36.6889 | -119.7232 | California | 0 | 0 | 0 | 0 | 0 | 0 | 0 | 0 | 0 | 28 | 0
3735 | CA | Rio Bravo Hydro Project | 50037 | UNT2 | 0 | OP | HY | WAT | 7 | 0.099 | 6100.5 | 3187 | Distributed from 923 Generation And Fuel | 1989 |  | CISO | Pacific Gas & Electric Co | 35.43 | -118.8222 | California | 0 | 0 | 0 | 0 | 0 | 0 | 0 | 7 | 0 | 0 | 0
3737 | CA | Rio Bravo Rocklin | 10772 | GEN1 | 1 | OP | ST | WDS | 27.9 | 0.692 | 169051 | 69261 | EIA-923 Generator File | 1989 |  | CISO | Pacific Gas & Electric Co | 38.8319 | -121.3137 | California | 0 | 0 | 0 | 0 | 0 | 0 | 0 | 0 | 0 | 27.9 | 0
3738 | CA | Rio Bravo Solar 1 LLC | 59249 | PV1 | 0 | OP | PV | SUN | 20 | 0.004 | 701 | 0 | Distributed from 923 Generation And Fuel | 2016 |  | CISO | Pacific Gas & Electric Co | 35.4161 | -119.6825 | California | 0 | 0 | 0 | 0 | 0 | 20 | 0 | 0 | 0 | 0 | 0
3739 | CA | Rio Bravo Solar II LLC | 59250 | PV1 | 0 | OP | PV | SUN | 20 | 0.001 | 107 | 0 | Distributed from 923 Generation And Fuel | 2016 |  | CISO | Pacific Gas & Electric Co | 35.4225 | -119.6292 | California | 0 | 0 | 0 | 0 | 0 | 20 | 0 | 0 | 0 | 0 | 0
3740 | CA | Rio Grande Solar | 58500 | RIO | 0 | OP | PV | SUN | 5 | 0.265 | 11591 | 6166 | Distributed from 923 Generation And Fuel | 2013 |  | CISO | Southern California Edison Co | 35.0074 | -118.1645 | California | 0 | 0 | 0 | 0 | 0 | 5 | 0 | 0 | 0 | 0 | 0
3741 | CA | Rio Hondo | 482 | 1 | 0 | OP | HY | WAT | 1.9 | 0.104 | 1737 | 907 | Distributed from 923 Generation And Fuel | 1984 |  | CISO | Southern California Edison Co | 34.0047 | -118.0992 | California | 0 | 0 | 0 | 0 | 0 | 0 | 0 | 1.9 | 0 | 0 | 0
3744 | CA | Rising Tree Wind Farm | 57621 | GEN1 | 0 | OP | WT | WND | 79.2 | 0.351 | 243489 | 139211 | Distributed from 923 Generation And Fuel | 2015 |  | CISO | Southern California Edison Co | 35.0775 | -118.2183 | California | 0 | 0 | 0 | 0 | 79.2 | 0 | 0 | 0 | 0 | 0 | 0
3745 | CA | Rising Tree Wind Farm II | 59235 | GEN1 | 0 | OP | WT | WND | 19.8 | 0.341 | 59197 | 32575 | Distributed from 923 Generation And Fuel | 2015 |  | CISO | Southern California Edison Co | 35.0889 | -118.2064 | California | 0 | 0 | 0 | 0 | 19.8 | 0 | 0 | 0 | 0 | 0 | 0
3746 | CA | Rising Tree Wind Farm III | 59236 | GEN1 | 0 | OP | WT | WND | 99 | 0.37 | 321253 | 181079 | Distributed from 923 Generation And Fuel | 2015 |  | CISO | Southern California Edison Co | 35.0606 | -118.2433 | California | 0 | 0 | 0 | 0 | 99 | 0 | 0 | 0 | 0 | 0 | 0
3747 | CA | Riverside Energy Resource Center | 56143 | 1 | 0 | OP | GT | NG | 50 | 0.041 | 17817.602 | 8359.184 | Distributed from 923 Generation And Fuel | 2006 |  | CISO | City of Riverside - (CA) | 33.9636 | -117.4528 | California | 0 | 50 | 0 | 0 | 0 | 0 | 0 | 0 | 0 | 0 | 0
3748 | CA | Riverside Energy Resource Center | 56143 | 2 | 0 | OP | GT | NG | 50 | 0.041 | 17817.602 | 8359.184 | Distributed from 923 Generation And Fuel | 2006 |  | CISO | City of Riverside - (CA) | 33.9636 | -117.4528 | California | 0 | 50 | 0 | 0 | 0 | 0 | 0 | 0 | 0 | 0 | 0
3749 | CA | Riverside Energy Resource Center | 56143 | 3 | 0 | OP | GT | NG | 48 | 0.041 | 17104.898 | 8024.816 | Distributed from 923 Generation And Fuel | 2011 |  | CISO | City of Riverside - (CA) | 33.9636 | -117.4528 | California | 0 | 48 | 0 | 0 | 0 | 0 | 0 | 0 | 0 | 0 | 0
3750 | CA | Riverside Energy Resource Center | 56143 | 4 | 0 | OP | GT | NG | 48 | 0.041 | 17104.898 | 8024.816 | Distributed from 923 Generation And Fuel | 2011 |  | CISO | City of Riverside - (CA) | 33.9636 | -117.4528 | California | 0 | 48 | 0 | 0 | 0 | 0 | 0 | 0 | 0 | 0 | 0
3751 | CA | Riverside RWQCP Fuel Cell | 59877 | MB20 | 0 | OP | FC | OBG | 1.4 | 0.301 | 3691 | 1491 | Distributed from 923 Generation And Fuel | 2016 |  | CISO | City of Riverside - (CA) | 33.9617 | -117.4559 | California | 0 | 0 | 0 | 0 | 0 | 0 | 0 | 0 | 0 | 1.4 | 0
3752 | CA | Riverview Energy Center | 55963 | CTG1 | 0 | OP | GT | NG | 47 | 0.044 | 18119 | 8501 | Distributed from 923 Generation And Fuel | 2003 |  | CISO | Pacific Gas & Electric Co | 38.0144 | -121.7907 | California | 0 | 47 | 0 | 0 | 0 | 0 | 0 | 0 | 0 | 0 | 0
3753 | CA | Roaring Creek Water Power | 10881 | GEN1 | 0 | OP | HY | WAT | 2 | 0.368 | 6441 | 3365 | Distributed from 923 Generation And Fuel | 1986 |  | CISO | Pacific Gas & Electric Co | 40.8821 | -121.9484 | California | 0 | 0 | 0 | 0 | 0 | 0 | 0 | 2 | 0 | 0 | 0
3755 | CA | Robert O Schulz Solar Farm | 57579 | 1 | 0 | OP | PV | SUN | 0.9 | 0.24 | 1891.385 | 1005.923 | Distributed from 923 Generation And Fuel | 2008 |  | CISO | Pacific Gas & Electric Co | 37.8583 | -120.8917 | California | 0 | 0 | 0 | 0 | 0 | 0.9 | 0 | 0 | 0 | 0 | 0
3756 | CA | Robert O Schulz Solar Farm | 57579 | 2 | 0 | OP | PV | SUN | 0.4 | 0.24 | 840.615 | 447.077 | Distributed from 923 Generation And Fuel | 2009 |  | CISO | Pacific Gas & Electric Co | 37.8583 | -120.8917 | California | 0 | 0 | 0 | 0 | 0 | 0.4 | 0 | 0 | 0 | 0 | 0
3757 | CA | Rock Creek | 275 | H1 | 0 | OP | HY | WAT | 63 | 0.314 | 173414.5 | 54154.5 | Distributed from 923 Generation And Fuel | 1950 |  | CISO | Pacific Gas & Electric Co | 39.9052 | -121.3452 | California | 0 | 0 | 0 | 0 | 0 | 0 | 0 | 63 | 0 | 0 | 0
3758 | CA | Rock Creek | 275 | H2 | 0 | OP | HY | WAT | 63 | 0.314 | 173414.5 | 54154.5 | Distributed from 923 Generation And Fuel | 1950 |  | CISO | Pacific Gas & Electric Co | 39.9052 | -121.3452 | California | 0 | 0 | 0 | 0 | 0 | 0 | 0 | 63 | 0 | 0 | 0
3760 | CA | Rock Creek LP | 50892 | GEN1 | 0 | OP | HY | WAT | 1.5 | 0.049 | 643 | 336 | Distributed from 923 Generation And Fuel | 1986 |  | CISO | Pacific Gas & Electric Co | 38.7834 | -120.7785 | California | 0 | 0 | 0 | 0 | 0 | 0 | 0 | 1.5 | 0 | 0 | 0
3761 | CA | Rock Creek LP | 50892 | GEN2 | 0 | OP | HY | WAT | 1.5 | 0.049 | 643 | 336 | Distributed from 923 Generation And Fuel | 1986 |  | CISO | Pacific Gas & Electric Co | 38.7834 | -120.7785 | California | 0 | 0 | 0 | 0 | 0 | 0 | 0 | 1.5 | 0 | 0 | 0
3764 | CA | Rodeo Solar C2 | 58751 | RSC2 | 0 | OP | PV | SUN | 1.5 | 0.283 | 3715 | 1976 | Distributed from 923 Generation And Fuel | 2014 |  | CISO | Southern California Edison Co | 34.7133 | -118.2894 | California | 0 | 0 | 0 | 0 | 0 | 1.5 | 0 | 0 | 0 | 0 | 0
3765 | CA | Rodeo Solar D2 | 58752 | RSD2 | 0 | OP | PV | SUN | 1.5 | 0.288 | 3788 | 2015 | Distributed from 923 Generation And Fuel | 2014 |  | CISO | Southern California Edison Co | 34.7133 | -118.2894 | California | 0 | 0 | 0 | 0 | 0 | 1.5 | 0 | 0 | 0 | 0 | 0
3766 | CA | Rohr Inc, a UTC Aerospace Systems Company | 57713 | 151 | 0 | OP | IC | NG | 3.2 | 0.25 | 7012 | 3317.333 | Distributed from 923 Generation And Fuel | 2002 |  | CISO | San Diego Gas & Electric Co | 32.6325 | -117.0997 | California | 0 | 3.2 | 0 | 0 | 0 | 0 | 0 | 0 | 0 | 0 | 0
3767 | CA | Rohr Inc, a UTC Aerospace Systems Company | 57713 | 152 | 0 | OP | IC | NG | 3.2 | 0.25 | 7012 | 3317.333 | Distributed from 923 Generation And Fuel | 2002 |  | CISO | San Diego Gas & Electric Co | 32.6325 | -117.0997 | California | 0 | 3.2 | 0 | 0 | 0 | 0 | 0 | 0 | 0 | 0 | 0
3768 | CA | Rohr Inc, a UTC Aerospace Systems Company | 57713 | 153 | 0 | OP | IC | NG | 3.2 | 0.25 | 7012 | 3317.333 | Distributed from 923 Generation And Fuel | 2002 |  | CISO | San Diego Gas & Electric Co | 32.6325 | -117.0997 | California | 0 | 3.2 | 0 | 0 | 0 | 0 | 0 | 0 | 0 | 0 | 0
3769 | CA | Roll Delano | 58297 | ROL4 | 0 | OP | FC | NG | 1.1 | 0.665 | 6409 | 3007 | Distributed from 923 Generation And Fuel | 2012 |  | CISO | Pacific Gas & Electric Co | 35.7342 | -119.2367 | California | 0 | 1.1 | 0 | 0 | 0 | 0 | 0 | 0 | 0 | 0 | 0
3770 | CA | Roll Delano 2 | 58296 | ROL6 | 0 | OP | FC | NG | 1 | 0.712 | 6234 | 2925 | Distributed from 923 Generation And Fuel | 2012 |  | CISO | Pacific Gas & Electric Co | 35.7397 | -119.2381 | California | 0 | 1 | 0 | 0 | 0 | 0 | 0 | 0 | 0 | 0 | 0
3771 | CA | Roll Lost Hills | 58298 | ROL3 | 0 | OP | FC | NG | 1.1 | 0.774 | 7462 | 3501 | Distributed from 923 Generation And Fuel | 2012 |  | CISO | Pacific Gas & Electric Co | 35.6531 | -119.8897 | California | 0 | 1.1 | 0 | 0 | 0 | 0 | 0 | 0 | 0 | 0 | 0
3772 | CA | Rollins | 34 | 1P | 0 | OP | HY | WAT | 12.1 | 0.702 | 74461 | 38901 | Distributed from 923 Generation And Fuel | 1980 |  | CISO | Pacific Gas & Electric Co | 39.1343 | -120.9533 | California | 0 | 0 | 0 | 0 | 0 | 0 | 0 | 12.1 | 0 | 0 | 0
3773 | CA | Rosamond One | 58498 | RONE | 0 | OP | PV | SUN | 20 | 0.338 | 59218 | 31504 | Distributed from 923 Generation And Fuel | 2014 |  | CISO | Southern California Edison Co | 34.9 | -118.2469 | California | 0 | 0 | 0 | 0 | 0 | 20 | 0 | 0 | 0 | 0 | 0
3774 | CA | Rosamond Two | 58499 | RTWO | 0 | OP | PV | SUN | 20 | 0.286 | 50132 | 26670 | Distributed from 923 Generation And Fuel | 2014 |  | CISO | Southern California Edison Co | 34.9003 | -118.2383 | California | 0 | 0 | 0 | 0 | 0 | 20 | 0 | 0 | 0 | 0 | 0
3775 | CA | Roseburg Forest Products Biomass | 56469 | 1 | 1 | OP | ST | WDS | 13.4 | 0.562 | 66013 | 27178 | EIA-923 Generator File | 1989 |  | PACW | PacifiCorp | 41.4356 | -122.3769 | California | 0 | 0 | 0 | 0 | 0 | 0 | 0 | 0 | 0 | 13.4 | 0
3781 | CA | RPI Fuel Cell LLC | 57419 | 1 | 0 | OP | FC | NG | 3 | 0.146 | 3834 | 1799 | Distributed from 923 Generation And Fuel | 2013 |  | CISO | Southern California Edison Co | 34.0286 | -117.6014 | California | 0 | 3 | 0 | 0 | 0 | 0 | 0 | 0 | 0 | 0 | 0
3782 | CA | Rudy Solar, LLC | 59410 | SNL19 | 0 | OP | PV | SUN | 1.5 | 0.339 | 4456 | 2371 | Distributed from 923 Generation And Fuel | 2014 |  | CISO | Southern California Edison Co | 34.7664 | -117.3236 | California | 0 | 0 | 0 | 0 | 0 | 1.5 | 0 | 0 | 0 | 0 | 0
3784 | CA | Rush Creek | 357 | 1 | 0 | OP | HY | WAT | 5.9 | 0.4 | 20696.84 | 10812.763 | Distributed from 923 Generation And Fuel | 1916 |  | CISO | Southern California Edison Co | 37.767 | -119.1233 | California | 0 | 0 | 0 | 0 | 0 | 0 | 0 | 5.9 | 0 | 0 | 0
3785 | CA | Rush Creek | 357 | 2 | 0 | OP | HY | WAT | 7.2 | 0.4 | 25257.16 | 13195.237 | Distributed from 923 Generation And Fuel | 1917 |  | CISO | Southern California Edison Co | 37.767 | -119.1233 | California | 0 | 0 | 0 | 0 | 0 | 0 | 0 | 7.2 | 0 | 0 | 0
3786 | CA | Russell City Energy Center | 56467 | CTG1 | 0 | OP | CT | NG | 200 | 0.137 | 239972 | 116901 | EIA-923 Generator File | 2013 |  | CISO | Pacific Gas & Electric Co | 37.6347 | -122.1338 | California | 200 | 0 | 0 | 0 | 0 | 0 | 0 | 0 | 0 | 0 | 0
3787 | CA | Russell City Energy Center | 56467 | CTG2 | 0 | OP | CT | NG | 200 | 0.157 | 274446 | 145278 | EIA-923 Generator File | 2013 |  | CISO | Pacific Gas & Electric Co | 37.6347 | -122.1338 | California | 200 | 0 | 0 | 0 | 0 | 0 | 0 | 0 | 0 | 0 | 0
3788 | CA | Russell City Energy Center | 56467 | STG1 | 2 | OP | CA | NG | 255 | 0.122 | 272528 | 137221 | EIA-923 Generator File | 2013 |  | CISO | Pacific Gas & Electric Co | 37.6347 | -122.1338 | California | 255 | 0 | 0 | 0 | 0 | 0 | 0 | 0 | 0 | 0 | 0
3789 | CA | Rutan | 58449 | 1 | 0 | OP | PV | SUN | 1.5 | 0.12 | 1576.5 | 838.875 | Distributed from 923 Generation And Fuel | 2014 |  | CISO | Southern California Edison Co | 34.6439 | -118.1631 | California | 0 | 0 | 0 | 0 | 0 | 1.5 | 0 | 0 | 0 | 0 | 0
3790 | CA | Rutan | 58449 | 2 | 0 | OP | PV | SUN | 1.5 | 0.12 | 1576.5 | 838.875 | Distributed from 923 Generation And Fuel | 2014 |  | CISO | Southern California Edison Co | 34.6439 | -118.1631 | California | 0 | 0 | 0 | 0 | 0 | 1.5 | 0 | 0 | 0 | 0 | 0
3791 | CA | Rutan | 58449 | 3 | 0 | OP | PV | SUN | 1 | 0.12 | 1051 | 559.25 | Distributed from 923 Generation And Fuel | 2014 |  | CISO | Southern California Edison Co | 34.6439 | -118.1631 | California | 0 | 0 | 0 | 0 | 0 | 1 | 0 | 0 | 0 | 0 | 0
3796 | CA | Saint Agnes Medical Center | 54800 | 9911 | 0 | OP | GT | NG | 3.5 | 0.441 | 13528.5 | 6347 | Distributed from 923 Generation And Fuel | 2001 |  | CISO | Pacific Gas & Electric Co | 36.8347 | -119.7667 | California | 0 | 3.5 | 0 | 0 | 0 | 0 | 0 | 0 | 0 | 0 | 0
3797 | CA | Saint Agnes Medical Center | 54800 | 9929 | 0 | OP | GT | NG | 3.5 | 0.441 | 13528.5 | 6347 | Distributed from 923 Generation And Fuel | 2001 |  | CISO | Pacific Gas & Electric Co | 36.8347 | -119.7667 | California | 0 | 3.5 | 0 | 0 | 0 | 0 | 0 | 0 | 0 | 0 | 0
3799 | CA | Saint Johns Health Center | 50610 | 1 | 0 | OP | GT | NG | 1.2 | 0.001 | 13 | 6 | Distributed from 923 Generation And Fuel | 1992 |  | CISO | Southern California Edison Co | 34.0303 | -118.4784 | California | 0 | 1.2 | 0 | 0 | 0 | 0 | 0 | 0 | 0 | 0 | 0
3800 | CA | Salinas River Cogeneration | 50865 | K100 | 0 | OP | GT | NG | 38.9 | 0.868 | 295739 | 138746 | Distributed from 923 Generation And Fuel | 1991 |  | CISO | Pacific Gas & Electric Co | 35.9515 | -120.8679 | California | 0 | 38.9 | 0 | 0 | 0 | 0 | 0 | 0 | 0 | 0 | 0
3801 | CA | Salt Springs | 279 | 1 | 0 | OP | HY | WAT | 12.3 | 0.475 | 51218.664 | 26758.65 | Distributed from 923 Generation And Fuel | 1931 |  | CISO | Pacific Gas & Electric Co | 38.4979 | -120.2181 | California | 0 | 0 | 0 | 0 | 0 | 0 | 0 | 12.3 | 0 | 0 | 0
3802 | CA | Salt Springs | 279 | 2 | 0 | OP | HY | WAT | 29.7 | 0.475 | 123674.336 | 64612.35 | Distributed from 923 Generation And Fuel | 1953 |  | CISO | Pacific Gas & Electric Co | 38.4979 | -120.2181 | California | 0 | 0 | 0 | 0 | 0 | 0 | 0 | 29.7 | 0 | 0 | 0
3810 | CA | San Antonio Regional Hospital | 50234 | 2074 | 0 | OP | IC | NG | 0.9 | 0.588 | 4637 | 2175.333 | Distributed from 923 Generation And Fuel | 1985 |  | CISO | Southern California Edison Co | 34.1019 | -117.6381 | California | 0 | 0.9 | 0 | 0 | 0 | 0 | 0 | 0 | 0 | 0 | 0
3811 | CA | San Antonio Regional Hospital | 50234 | 2075 | 0 | OP | IC | NG | 0.9 | 0.588 | 4637 | 2175.333 | Distributed from 923 Generation And Fuel | 1985 |  | CISO | Southern California Edison Co | 34.1019 | -117.6381 | California | 0 | 0.9 | 0 | 0 | 0 | 0 | 0 | 0 | 0 | 0 | 0
3812 | CA | San Antonio Regional Hospital | 50234 | 2076 | 0 | OP | IC | NG | 0.9 | 0.588 | 4637 | 2175.333 | Distributed from 923 Generation And Fuel | 2001 |  | CISO | Southern California Edison Co | 34.1019 | -117.6381 | California | 0 | 0.9 | 0 | 0 | 0 | 0 | 0 | 0 | 0 | 0 | 0
3813 | CA | San Antonio West Solar Rooftop | 57904 | CHNO | 0 | OP | PV | SUN | 1.5 | 0.202 | 2657 | 1414 | Distributed from 923 Generation And Fuel | 2012 |  | CISO | Southern California Edison Co | 33.9656 | -117.6591 | California | 0 | 0 | 0 | 0 | 0 | 1.5 | 0 | 0 | 0 | 0 | 0
3814 | CA | San Diego State University | 50061 | GEN2 | 0 | OP | CT | NG | 5.1 | 0.5 | 22331 | 7125 | EIA-923 Generator File | 2002 |  | CISO | San Diego Gas & Electric Co | 32.7782 | -117.0701 | California | 5.1 | 0 | 0 | 0 | 0 | 0 | 0 | 0 | 0 | 0 | 0
3815 | CA | San Diego State University | 50061 | GEN3 | 0 | OP | CT | NG | 5.1 | 0.656 | 29298 | 13013 | EIA-923 Generator File | 2002 |  | CISO | San Diego Gas & Electric Co | 32.7782 | -117.0701 | California | 5.1 | 0 | 0 | 0 | 0 | 0 | 0 | 0 | 0 | 0 | 0
3816 | CA | San Diego State University | 50061 | GEN4 | 0 | OP | CA | NG | 4.1 | 0.14 | 5019 | 1404 | EIA-923 Generator File | 2002 |  | CISO | San Diego Gas & Electric Co | 32.7782 | -117.0701 | California | 4.1 | 0 | 0 | 0 | 0 | 0 | 0 | 0 | 0 | 0 | 0
3817 | CA | San Diego State University | 50061 | GEN5 | 0 | OP | PV | SUN | 0.1 | 0 | 0 | 0 | Distributed from 923 Generation And Fuel | 2009 |  | CISO | San Diego Gas & Electric Co | 32.7782 | -117.0701 | California | 0 | 0 | 0 | 0 | 0 | 0.1 | 0 | 0 | 0 | 0 | 0
3818 | CA | San Diego State University | 50061 | GEN6 | 0 | OP | PV | SUN | 0.3 | 0 | 0 | 0 | Distributed from 923 Generation And Fuel | 2011 |  | CISO | San Diego Gas & Electric Co | 32.7782 | -117.0701 | California | 0 | 0 | 0 | 0 | 0 | 0.3 | 0 | 0 | 0 | 0 | 0
3819 | CA | San Diego State University | 50061 | GEN7 | 0 | OP | PV | SUN | 0.3 | 0 | 0 | 0 | Distributed from 923 Generation And Fuel | 2012 |  | CISO | San Diego Gas & Electric Co | 32.7782 | -117.0701 | California | 0 | 0 | 0 | 0 | 0 | 0.3 | 0 | 0 | 0 | 0 | 0
3820 | CA | San Diego State University | 50061 | GEN8 | 0 | OP | PV | SUN | 0.1 | 0 | 0 | 0 | Distributed from 923 Generation And Fuel | 2014 |  | CISO | San Diego Gas & Electric Co | 32.7782 | -117.0701 | California | 0 | 0 | 0 | 0 | 0 | 0.1 | 0 | 0 | 0 | 0 | 0
3822 | CA | San Dimas | 6646 | 1 | 0 | OP | HY | WAT | 9.9 | 0.445 | 38554 | 20142 | Distributed from 923 Generation And Fuel | 1981 |  | CISO | Southern California Edison Co | 34.1275 | -117.7958 | California | 0 | 0 | 0 | 0 | 0 | 0 | 0 | 9.9 | 0 | 0 | 0
3824 | CA | San Fernando | 403 | 1 | 0 | OP | HY | WAT | 2.8 | 0.014 | 341 | 178 | Distributed from 923 Generation And Fuel | 1922 |  | LDWP | Los Angeles Department of Water & Power | 34.2605 | -118.3855 | California | 0 | 0 | 0 | 0 | 0 | 0 | 0 | 2.8 | 0 | 0 | 0
3825 | CA | San Fernando | 403 | 2 | 0 | OP | HY | WAT | 2.8 | 0.014 | 341 | 178 | Distributed from 923 Generation And Fuel | 1922 |  | LDWP | Los Angeles Department of Water & Power | 34.2605 | -118.3855 | California | 0 | 0 | 0 | 0 | 0 | 0 | 0 | 2.8 | 0 | 0 | 0
3830 | CA | San Francisquito 1 | 6479 | 1A | 0 | OP | HY | WAT | 25 | 0.113 | 24822.15 | 12967.893 | Distributed from 923 Generation And Fuel | 1983 |  | LDWP | Los Angeles Department of Water & Power | 34.5902 | -118.4547 | California | 0 | 0 | 0 | 0 | 0 | 0 | 0 | 25 | 0 | 0 | 0
3831 | CA | San Francisquito 1 | 6479 | 3 | 0 | OP | HY | WAT | 9.3 | 0.113 | 9233.84 | 4824.056 | Distributed from 923 Generation And Fuel | 1917 |  | LDWP | Los Angeles Department of Water & Power | 34.5902 | -118.4547 | California | 0 | 0 | 0 | 0 | 0 | 0 | 0 | 9.3 | 0 | 0 | 0
3832 | CA | San Francisquito 1 | 6479 | 4 | 0 | OP | HY | WAT | 10 | 0.113 | 9928.86 | 5187.157 | Distributed from 923 Generation And Fuel | 1923 |  | LDWP | Los Angeles Department of Water & Power | 34.5902 | -118.4547 | California | 0 | 0 | 0 | 0 | 0 | 0 | 0 | 10 | 0 | 0 | 0
3833 | CA | San Francisquito 1 | 6479 | 6 | 0 | OP | HY | WAT | 25 | 0.113 | 24822.15 | 12967.893 | Distributed from 923 Generation And Fuel | 1987 |  | LDWP | Los Angeles Department of Water & Power | 34.5902 | -118.4547 | California | 0 | 0 | 0 | 0 | 0 | 0 | 0 | 25 | 0 | 0 | 0
3835 | CA | San Francisquito 2 | 6480 | 2 | 0 | OP | HY | WAT | 14 | 0.003 | 373.333 | 195 | Distributed from 923 Generation And Fuel | 1920 |  | LDWP | Los Angeles Department of Water & Power | 34.5343 | -118.5251 | California | 0 | 0 | 0 | 0 | 0 | 0 | 0 | 14 | 0 | 0 | 0
3836 | CA | San Francisquito 2 | 6480 | 3 | 0 | OP | HY | WAT | 14 | 0.003 | 373.333 | 195 | Distributed from 923 Generation And Fuel | 1932 |  | LDWP | Los Angeles Department of Water & Power | 34.5343 | -118.5251 | California | 0 | 0 | 0 | 0 | 0 | 0 | 0 | 14 | 0 | 0 | 0
3837 | CA | San Gabriel Hydro Project | 54017 | U1 | 0 | OP | HY | WAT | 3.9 | 0.02 | 666.9 | 348.66 | Distributed from 923 Generation And Fuel | 1987 |  | CISO | Southern California Edison Co | 34.2043 | -117.8557 | California | 0 | 0 | 0 | 0 | 0 | 0 | 0 | 3.9 | 0 | 0 | 0
3838 | CA | San Gabriel Hydro Project | 54017 | U2 | 0 | OP | HY | WAT | 1.1 | 0.02 | 188.1 | 98.34 | Distributed from 923 Generation And Fuel | 1987 |  | CISO | Southern California Edison Co | 34.2043 | -117.8557 | California | 0 | 0 | 0 | 0 | 0 | 0 | 0 | 1.1 | 0 | 0 | 0
3840 | CA | San Gorgonio Farms Wind Farm | 50281 | WGEN | 0 | OP | WT | WND | 31 | 0.328 | 88967 | 48017 | Distributed from 923 Generation And Fuel | 1983 |  | CISO | Southern California Edison Co | 33.9261 | -116.615 | California | 0 | 0 | 0 | 0 | 31 | 0 | 0 | 0 | 0 | 0 | 0
3841 | CA | San Gorgonio Westwinds II LLC | 50690 | GEN1 | 0 | OP | WT | WND | 43.4 | 0.29 | 110141 | 62839 | Distributed from 923 Generation And Fuel | 1999 |  | CISO | Southern California Edison Co | 33.934 | -116.5781 | California | 0 | 0 | 0 | 0 | 43.4 | 0 | 0 | 0 | 0 | 0 | 0
3842 | CA | San Gorgonio Windplant WPP1993 | 54454 | GEN11 | 0 | OP | WT | WND | 49.5 | 0.433 | 187884 | 100291 | Distributed from 923 Generation And Fuel | 2011 |  | CISO | Southern California Edison Co | 33.9184 | -116.5739 | California | 0 | 0 | 0 | 0 | 49.5 | 0 | 0 | 0 | 0 | 0 | 0
3845 | CA | San Joaquin 2 | 276 | 1 | 0 | OP | HY | WAT | 2.8 | 0.138 | 3389 | 1771 | Distributed from 923 Generation And Fuel | 1917 |  | CISO | Pacific Gas & Electric Co | 37.2032 | -119.4975 | California | 0 | 0 | 0 | 0 | 0 | 0 | 0 | 2.8 | 0 | 0 | 0
3846 | CA | San Joaquin 3 | 277 | 3 | 0 | OP | HY | WAT | 4 | 0.014 | 480 | 251 | Distributed from 923 Generation And Fuel | 1923 |  | CISO | Pacific Gas & Electric Co | 37.2537 | -119.5194 | California | 0 | 0 | 0 | 0 | 0 | 0 | 0 | 4 | 0 | 0 | 0
3850 | CA | San Jose Cogeneration | 10548 | GEN1 | 0 | OP | GT | NG | 6 | 0.66 | 34699 | 16279 | Distributed from 923 Generation And Fuel | 1984 |  | CISO | Pacific Gas & Electric Co | 37.3361 | -121.8783 | California | 0 | 6 | 0 | 0 | 0 | 0 | 0 | 0 | 0 | 0 | 0
3853 | CA | Sand Bar Power Plant | 50400 | GEN1 | 0 | OP | HY | WAT | 16.2 | 0.669 | 94963 | 47770 | Distributed from 923 Generation And Fuel | 1986 |  | CISO | Pacific Gas & Electric Co | 38.1861 | -120.15 | California | 0 | 0 | 0 | 0 | 0 | 0 | 0 | 16.2 | 0 | 0 | 0
3854 | CA | Sand Drag LLC | 57361 | 1 | 0 | OP | PV | SUN | 19 | 0.241 | 40166 | 21368 | Distributed from 923 Generation And Fuel | 2011 |  | CISO | Pacific Gas & Electric Co | 35.9828 | -120.1103 | California | 0 | 0 | 0 | 0 | 0 | 19 | 0 | 0 | 0 | 0 | 0
3855 | CA | Santa Ana 1 | 361 | 1 | 0 | OP | HY | WAT | 0.8 | 0.031 | 219 | 114.5 | Distributed from 923 Generation And Fuel | 1899 |  | CISO | Southern California Edison Co | 34.1452 | -117.0585 | California | 0 | 0 | 0 | 0 | 0 | 0 | 0 | 0.8 | 0 | 0 | 0
3856 | CA | Santa Ana 1 | 361 | 2 | 0 | OP | HY | WAT | 0.8 | 0.031 | 219 | 114.5 | Distributed from 923 Generation And Fuel | 1899 |  | CISO | Southern California Edison Co | 34.1452 | -117.0585 | California | 0 | 0 | 0 | 0 | 0 | 0 | 0 | 0.8 | 0 | 0 | 0
3857 | CA | Santa Ana 1 | 361 | 3 | 0 | OP | HY | WAT | 0.8 | 0.031 | 219 | 114.5 | Distributed from 923 Generation And Fuel | 1899 |  | CISO | Southern California Edison Co | 34.1452 | -117.0585 | California | 0 | 0 | 0 | 0 | 0 | 0 | 0 | 0.8 | 0 | 0 | 0
3858 | CA | Santa Ana 1 | 361 | 4 | 0 | OP | HY | WAT | 0.8 | 0.031 | 219 | 114.5 | Distributed from 923 Generation And Fuel | 1899 |  | CISO | Southern California Edison Co | 34.1452 | -117.0585 | California | 0 | 0 | 0 | 0 | 0 | 0 | 0 | 0.8 | 0 | 0 | 0
3859 | CA | Santa Ana 3 | 363 | 1 | 0 | OP | HY | WAT | 3.1 | 0.099 | 2699 | 1410 | Distributed from 923 Generation And Fuel | 1999 |  | CISO | Southern California Edison Co | 34.1072 | -117.0991 | California | 0 | 0 | 0 | 0 | 0 | 0 | 0 | 3.1 | 0 | 0 | 0
3861 | CA | Santa Clara Cogen | 7232 | 1 | 0 | OP | GT | NG | 3.9 | 0.665 | 22720.5 | 10659.5 | Distributed from 923 Generation And Fuel | 1982 |  | CISO | City of Santa Clara - (CA) | 37.3643 | -121.9442 | California | 0 | 3.9 | 0 | 0 | 0 | 0 | 0 | 0 | 0 | 0 | 0
3862 | CA | Santa Clara Cogen | 7232 | 2 | 0 | OP | GT | NG | 3.9 | 0.665 | 22720.5 | 10659.5 | Distributed from 923 Generation And Fuel | 1982 |  | CISO | City of Santa Clara - (CA) | 37.3643 | -121.9442 | California | 0 | 3.9 | 0 | 0 | 0 | 0 | 0 | 0 | 0 | 0 | 0
3863 | CA | Santa Cruz Energy | 57876 | UNT1 | 0 | OP | IC | LFG | 1.6 | 0.653 | 9149 | 3896 | Distributed from 923 Generation And Fuel | 2009 |  | CISO | Pacific Gas & Electric Co | 36.9733 | -122.1056 | California | 0 | 0 | 0 | 0 | 0 | 0 | 0 | 0 | 0 | 1.6 | 0
3864 | CA | Santa Fe Springs Rooftop Solar BLDG H | 58913 | 1 | 0 | OP | PV | SUN | 1.5 | 0.209 | 2740 | 1458 | Distributed from 923 Generation And Fuel | 2015 |  | CISO | Southern California Edison Co | 33.9108 | -118.0444 | California | 0 | 0 | 0 | 0 | 0 | 1.5 | 0 | 0 | 0 | 0 | 0
3865 | CA | Santa Fe Springs Rooftop Solar BLDG M | 58912 | 1 | 0 | OP | PV | SUN | 1.8 | 0.198 | 3121 | 1660 | Distributed from 923 Generation And Fuel | 2015 |  | CISO | Southern California Edison Co | 33.9108 | -118.0444 | California | 0 | 0 | 0 | 0 | 0 | 1.8 | 0 | 0 | 0 | 0 | 0
3869 | CA | Santa Maria EPG | 56284 | EPG | 0 | OP | ST | OG | 5.5 | 0.333 | 16039 | 6764.945 | EIA-923 Generator File | 1995 |  | CISO | Pacific Gas & Electric Co | 35.0408 | -120.6367 | California | 0 | 0 | 0 | 0 | 0 | 0 | 0 | 0 | 0 | 5.5 | 0
3870 | CA | Santa Maria LFG Power Plant | 57100 | EN01 | 0 | OP | IC | LFG | 1.1 | 0.937 | 9027 | 3844 | Distributed from 923 Generation And Fuel | 2008 |  | CISO | Pacific Gas & Electric Co | 34.9537 | -120.4142 | California | 0 | 0 | 0 | 0 | 0 | 0 | 0 | 0 | 0 | 1.1 | 0
3872 | CA | Santa Rita Jail | 58625 | SRJBA | 0 | OP | BA | MWH | 2 | 0 | 0 | 0 | Distributed from 923 Generation And Fuel | 2012 |  | CISO | Pacific Gas & Electric Co | 37.7192 | -121.8869 | California | 0 | 0 | 0 | 0 | 0 | 0 | 0 | 0 | 0 | 2 | 0
3873 | CA | Santa Rita Jail | 58625 | SRPV2 | 0 | OP | PV | SUN | 1 | 0 | 0 | 0 | Distributed from 923 Generation And Fuel | 2016 |  | CISO | Pacific Gas & Electric Co | 37.7192 | -121.8869 | California | 0 | 0 | 0 | 0 | 0 | 1 | 0 | 0 | 0 | 0 | 0
3878 | CA | Santa Rita Jail Fuel Cell | 60385 | MB-18 | 0 | OP | FC | NG | 1.4 | 0.043 | 533 | 0 | Distributed from 923 Generation And Fuel | 2016 |  | CISO | Pacific Gas & Electric Co | 37.7192 | -121.8869 | California | 0 | 1.4 | 0 | 0 | 0 | 0 | 0 | 0 | 0 | 0 | 0
3879 | CA | Sargent Canyon Cogeneration | 50864 | K100 | 0 | OP | GT | NG | 38.2 | 0.885 | 296315 | 139016 | Distributed from 923 Generation And Fuel | 1991 |  | CISO | Pacific Gas & Electric Co | 35.9359 | -120.8408 | California | 0 | 38.2 | 0 | 0 | 0 | 0 | 0 | 0 | 0 | 0 | 0
3880 | CA | SC 1 Data Center, Phase 2 | 59074 | EG10B | 0 | OP | IC | DFO | 2.3 | 0 | 6.578 | 4.712 | Data from EIA-923 Generator File overwritten with distributed data from EIA-923 Generation and Fuel | 2014 |  | CISO | City of Santa Clara - (CA) | 37.3617 | -121.9436 | California | 0 | 0 | 0 | 2.3 | 0 | 0 | 0 | 0 | 0 | 0 | 0
3881 | CA | SC 1 Data Center, Phase 2 | 59074 | EG11A | 0 | OP | IC | DFO | 2.3 | 0 | 6.578 | 4.712 | Data from EIA-923 Generator File overwritten with distributed data from EIA-923 Generation and Fuel | 2014 |  | CISO | City of Santa Clara - (CA) | 37.3617 | -121.9436 | California | 0 | 0 | 0 | 2.3 | 0 | 0 | 0 | 0 | 0 | 0 | 0
3882 | CA | SC 1 Data Center, Phase 2 | 59074 | EG11B | 0 | OP | IC | DFO | 2.3 | 0 | 6.578 | 4.712 | Data from EIA-923 Generator File overwritten with distributed data from EIA-923 Generation and Fuel | 2014 |  | CISO | City of Santa Clara - (CA) | 37.3617 | -121.9436 | California | 0 | 0 | 0 | 2.3 | 0 | 0 | 0 | 0 | 0 | 0 | 0
3883 | CA | SC 1 Data Center, Phase 2 | 59074 | EG12A | 0 | OP | IC | DFO | 2.3 | 0 | 6.578 | 4.712 | Data from EIA-923 Generator File overwritten with distributed data from EIA-923 Generation and Fuel | 2014 |  | CISO | City of Santa Clara - (CA) | 37.3617 | -121.9436 | California | 0 | 0 | 0 | 2.3 | 0 | 0 | 0 | 0 | 0 | 0 | 0
3884 | CA | SC 1 Data Center, Phase 2 | 59074 | EG12B | 0 | OP | IC | DFO | 2.3 | 0 | 6.578 | 4.712 | Data from EIA-923 Generator File overwritten with distributed data from EIA-923 Generation and Fuel | 2014 |  | CISO | City of Santa Clara - (CA) | 37.3617 | -121.9436 | California | 0 | 0 | 0 | 2.3 | 0 | 0 | 0 | 0 | 0 | 0 | 0
3885 | CA | SC 1 Data Center, Phase 2 | 59074 | EG13A | 0 | OP | IC | DFO | 2.3 | 0 | 6.578 | 4.712 | Data from EIA-923 Generator File overwritten with distributed data from EIA-923 Generation and Fuel | 2014 |  | CISO | City of Santa Clara - (CA) | 37.3617 | -121.9436 | California | 0 | 0 | 0 | 2.3 | 0 | 0 | 0 | 0 | 0 | 0 | 0
3886 | CA | SC 1 Data Center, Phase 2 | 59074 | EG14A | 0 | OP | IC | DFO | 2.3 | 0 | 6.578 | 4.712 | Data from EIA-923 Generator File overwritten with distributed data from EIA-923 Generation and Fuel | 2014 |  | CISO | City of Santa Clara - (CA) | 37.3617 | -121.9436 | California | 0 | 0 | 0 | 2.3 | 0 | 0 | 0 | 0 | 0 | 0 | 0
3908 | CA | SC 1 Data Center, Phase 2 | 59074 | EG9B | 0 | OP | IC | DFO | 2.3 | 0 | 6.578 | 4.712 | Data from EIA-923 Generator File overwritten with distributed data from EIA-923 Generation and Fuel | 2014 |  | CISO | City of Santa Clara - (CA) | 37.3617 | -121.9436 | California | 0 | 0 | 0 | 2.3 | 0 | 0 | 0 | 0 | 0 | 0 | 0
3923 | CA | SCE-Snowline-Duncan Road (North) | 59359 | 10400 | 0 | OP | PV | SUN | 1.5 | 0.305 | 4003 | 2130 | Distributed from 923 Generation And Fuel | 2014 |  | CISO | Southern California Edison Co | 34.4739 | -117.5628 | California | 0 | 0 | 0 | 0 | 0 | 1.5 | 0 | 0 | 0 | 0 | 0
3924 | CA | SCE-Snowline-Duncan Road (South) | 59360 | 11113 | 0 | OP | PV | SUN | 1 | 0.304 | 2659 | 1415 | Distributed from 923 Generation And Fuel | 2014 |  | CISO | Southern California Edison Co | 34.4714 | -117.5622 | California | 0 | 0 | 0 | 0 | 0 | 1 | 0 | 0 | 0 | 0 | 0
3925 | CA | SCE-Snowline-White Rd (Central) | 59423 | 10402 | 0 | OP | PV | SUN | 1.5 | 0.3 | 3948 | 2100 | Distributed from 923 Generation And Fuel | 2014 |  | CISO | Southern California Edison Co | 34.4153 | -117.47 | California | 0 | 0 | 0 | 0 | 0 | 1.5 | 0 | 0 | 0 | 0 | 0
3926 | CA | SCE-Snowline-White Road (North) | 59422 | 10401 | 0 | OP | PV | SUN | 1.5 | 0.308 | 4047 | 2153 | Distributed from 923 Generation And Fuel | 2014 |  | CISO | Southern California Edison Co | 34.4175 | -117.4697 | California | 0 | 0 | 0 | 0 | 0 | 1.5 | 0 | 0 | 0 | 0 | 0
3927 | CA | SCE-Snowline-White Road (South) | 59421 | 11111 | 0 | OP | PV | SUN | 1.5 | 0.311 | 4086 | 2174 | Distributed from 923 Generation And Fuel | 2014 |  | CISO | Southern California Edison Co | 34.4131 | -117.4708 | California | 0 | 0 | 0 | 0 | 0 | 1.5 | 0 | 0 | 0 | 0 | 0
3928 | CA | Scotia Co-gen Humboldt Redwood Company LLC | 50049 | GEN1 | 3 | OP | ST | WDS | 12.5 | 0.354 | 38794 | 17368 | EIA-923 Generator File | 1988 |  | CISO | Pacific Gas & Electric Co | 40.4728 | -124.1014 | California | 0 | 0 | 0 | 0 | 0 | 0 | 0 | 0 | 0 | 12.5 | 0
3929 | CA | Scotia Co-gen Humboldt Redwood Company LLC | 50049 | GEN2 | 3 | OP | ST | WDS | 12.5 | 0.351 | 38387 | 16013 | EIA-923 Generator File | 1988 |  | CISO | Pacific Gas & Electric Co | 40.4728 | -124.1014 | California | 0 | 0 | 0 | 0 | 0 | 0 | 0 | 0 | 0 | 12.5 | 0
3930 | CA | Scotia Co-gen Humboldt Redwood Company LLC | 50049 | GEN3 | 1 | OP | ST | WDS | 7.5 | 0 | 0 | 0 | EIA-923 Generator File | 1938 |  | CISO | Pacific Gas & Electric Co | 40.4728 | -124.1014 | California | 0 | 0 | 0 | 0 | 0 | 0 | 0 | 0 | 0 | 7.5 | 0
3931 | CA | Scott Flat | 839 | 7P | 0 | OP | HY | WAT | 1 | 0.446 | 3911 | 2043 | Distributed from 923 Generation And Fuel | 1985 |  | CISO | Pacific Gas & Electric Co | 39.2721 | -120.9325 | California | 0 | 0 | 0 | 0 | 0 | 0 | 0 | 1 | 0 | 0 | 0
3933 | CA | SDCCD - Miramar | 59138 | 57449 | 0 | OP | PV | SUN | 1.1 | 0.141 | 1363 | 725 | Distributed from 923 Generation And Fuel | 2011 |  | CISO | San Diego Gas & Electric Co | 32.9061 | -117.1214 | California | 0 | 0 | 0 | 0 | 0 | 1.1 | 0 | 0 | 0 | 0 | 0
3934 | CA | SDCWA - Twin Oaks | 59139 | 57449 | 0 | OP | PV | SUN | 1.1 | 0.197 | 1894 | 1008 | Distributed from 923 Generation And Fuel | 2011 |  | CISO | San Diego Gas & Electric Co | 33.21 | -117.1706 | California | 0 | 0 | 0 | 0 | 0 | 1.1 | 0 | 0 | 0 | 0 | 0
3949 | CA | SEGS III | 10439 | GEN1 | 1 | OP | ST | SUN | 34.2 | 0.031 | 55882 | 38312 | Data from EIA-923 Generator File overwritten with distributed data from EIA-923 Generation and Fuel | 1986 |  | CISO | Southern California Edison Co | 35.0069 | -117.5558 | California | 0 | 0 | 0 | 0 | 0 | 0 | 34.2 | 0 | 0 | 0 | 0
3950 | CA | SEGS IV | 10440 | GEN1 | 1 | OP | ST | SUN | 34.2 | 0.021 | 55331 | 39472 | Data from EIA-923 Generator File overwritten with distributed data from EIA-923 Generation and Fuel | 1986 |  | CISO | Southern California Edison Co | 35.0122 | -117.5557 | California | 0 | 0 | 0 | 0 | 0 | 0 | 34.2 | 0 | 0 | 0 | 0
3951 | CA | SEGS IX | 10446 | GEN1 | 1 | OP | ST | SUN | 92 | 0.019 | 157969 | 107622 | Data from EIA-923 Generator File overwritten with distributed data from EIA-923 Generation and Fuel | 1990 |  | CISO | Southern California Edison Co | 35.033 | -117.338 | California | 0 | 0 | 0 | 0 | 0 | 0 | 92 | 0 | 0 | 0 | 0
3952 | CA | SEGS V | 10441 | GEN1 | 1 | OP | ST | SUN | 34.2 | 0.019 | 55842 | 39542 | Data from EIA-923 Generator File overwritten with distributed data from EIA-923 Generation and Fuel | 1987 |  | CISO | Southern California Edison Co | 35.0195 | -117.5555 | California | 0 | 0 | 0 | 0 | 0 | 0 | 34.2 | 0 | 0 | 0 | 0
3953 | CA | SEGS VI | 10442 | GEN1 | 1 | OP | ST | SUN | 35 | 0.032 | 50700 | 35552 | Data from EIA-923 Generator File overwritten with distributed data from EIA-923 Generation and Fuel | 1988 |  | CISO | Southern California Edison Co | 35.021 | -117.5661 | California | 0 | 0 | 0 | 0 | 0 | 0 | 35 | 0 | 0 | 0 | 0
3954 | CA | SEGS VII | 10443 | GEN1 | 1 | OP | ST | SUN | 35 | 0.037 | 41926 | 32795 | Data from EIA-923 Generator File overwritten with distributed data from EIA-923 Generation and Fuel | 1988 |  | CISO | Southern California Edison Co | 35.0148 | -117.5659 | California | 0 | 0 | 0 | 0 | 0 | 0 | 35 | 0 | 0 | 0 | 0
3955 | CA | SEGS VIII | 10444 | GEN1 | 1 | OP | ST | SUN | 92 | 0.019 | 156267 | 109500 | Data from EIA-923 Generator File overwritten with distributed data from EIA-923 Generation and Fuel | 1989 |  | CISO | Southern California Edison Co | 35.0308 | -117.3563 | California | 0 | 0 | 0 | 0 | 0 | 0 | 92 | 0 | 0 | 0 | 0
3956 | CA | Sentinel Energy Center, LLC | 57482 | CTG1 | 0 | OP | GT | NG | 100 | 0.064 | 56163.75 | 14113.625 | Distributed from 923 Generation And Fuel | 2013 |  | CISO | Southern California Edison Co | 33.9342 | -116.5714 | California | 0 | 100 | 0 | 0 | 0 | 0 | 0 | 0 | 0 | 0 | 0
3957 | CA | Sentinel Energy Center, LLC | 57482 | CTG2 | 0 | OP | GT | NG | 100 | 0.064 | 56163.75 | 14113.625 | Distributed from 923 Generation And Fuel | 2013 |  | CISO | Southern California Edison Co | 33.9342 | -116.5714 | California | 0 | 100 | 0 | 0 | 0 | 0 | 0 | 0 | 0 | 0 | 0
3958 | CA | Sentinel Energy Center, LLC | 57482 | CTG3 | 0 | OP | GT | NG | 100 | 0.064 | 56163.75 | 14113.625 | Distributed from 923 Generation And Fuel | 2013 |  | CISO | Southern California Edison Co | 33.9342 | -116.5714 | California | 0 | 100 | 0 | 0 | 0 | 0 | 0 | 0 | 0 | 0 | 0
3959 | CA | Sentinel Energy Center, LLC | 57482 | CTG4 | 0 | OP | GT | NG | 100 | 0.064 | 56163.75 | 14113.625 | Distributed from 923 Generation And Fuel | 2013 |  | CISO | Southern California Edison Co | 33.9342 | -116.5714 | California | 0 | 100 | 0 | 0 | 0 | 0 | 0 | 0 | 0 | 0 | 0
3960 | CA | Sentinel Energy Center, LLC | 57482 | CTG5 | 0 | OP | GT | NG | 100 | 0.064 | 56163.75 | 14113.625 | Distributed from 923 Generation And Fuel | 2013 |  | CISO | Southern California Edison Co | 33.9342 | -116.5714 | California | 0 | 100 | 0 | 0 | 0 | 0 | 0 | 0 | 0 | 0 | 0
3961 | CA | Sentinel Energy Center, LLC | 57482 | CTG6 | 0 | OP | GT | NG | 100 | 0.064 | 56163.75 | 14113.625 | Distributed from 923 Generation And Fuel | 2013 |  | CISO | Southern California Edison Co | 33.9342 | -116.5714 | California | 0 | 100 | 0 | 0 | 0 | 0 | 0 | 0 | 0 | 0 | 0
3962 | CA | Sentinel Energy Center, LLC | 57482 | CTG7 | 0 | OP | GT | NG | 100 | 0.064 | 56163.75 | 14113.625 | Distributed from 923 Generation And Fuel | 2013 |  | CISO | Southern California Edison Co | 33.9342 | -116.5714 | California | 0 | 100 | 0 | 0 | 0 | 0 | 0 | 0 | 0 | 0 | 0
3963 | CA | Sentinel Energy Center, LLC | 57482 | CTG8 | 0 | OP | GT | NG | 100 | 0.064 | 56163.75 | 14113.625 | Distributed from 923 Generation And Fuel | 2013 |  | CISO | Southern California Edison Co | 33.9342 | -116.5714 | California | 0 | 100 | 0 | 0 | 0 | 0 | 0 | 0 | 0 | 0 | 0
3965 | CA | SEPV 1 | 58073 | SEPV | 0 | OP | PV | SUN | 2 | 0.304 | 5329 | 2835 | Distributed from 923 Generation And Fuel | 2012 |  | CISO | Southern California Edison Co | 34.6189 | -117.9394 | California | 0 | 0 | 0 | 0 | 0 | 2 | 0 | 0 | 0 | 0 | 0
3966 | CA | SEPV 18 | 59730 | SPV18 | 0 | OP | PV | SUN | 2 | 0.363 | 6352 | 3379 | Distributed from 923 Generation And Fuel | 2016 |  | CISO | Southern California Edison Co | 34.6136 | -117.9344 | California | 0 | 0 | 0 | 0 | 0 | 2 | 0 | 0 | 0 | 0 | 0
3967 | CA | SEPV 2 | 58074 | SEPV | 0 | OP | PV | SUN | 2 | 0.305 | 5344 | 2843 | Distributed from 923 Generation And Fuel | 2012 |  | CISO | Southern California Edison Co | 34.1742 | -116.1528 | California | 0 | 0 | 0 | 0 | 0 | 2 | 0 | 0 | 0 | 0 | 0
3968 | CA | SEPV 8 | 58234 | SPV8 | 0 | OP | PV | SUN | 12 | 0.315 | 33115 | 16914 | Distributed from 923 Generation And Fuel | 2013 |  | CISO | Southern California Edison Co | 34.1719 | -116.1525 | California | 0 | 0 | 0 | 0 | 0 | 12 | 0 | 0 | 0 | 0 | 0
3971 | CA | SEPV Mojave West | 59740 | SPVMW | 0 | OP | PV | SUN | 20 | 0.123 | 21637 | 14511 | Distributed from 923 Generation And Fuel | 2016 |  | CISO | Southern California Edison Co | 35.0229 | -118.2827 | California | 0 | 0 | 0 | 0 | 0 | 20 | 0 | 0 | 0 | 0 | 0
3972 | CA | SEPV Palmdale East | 59273 | PALME | 0 | OP | PV | SUN | 10 | 0.312 | 27371 | 14561 | Distributed from 923 Generation And Fuel | 2015 |  | CISO | Southern California Edison Co | 34.6131 | -117.9389 | California | 0 | 0 | 0 | 0 | 0 | 10 | 0 | 0 | 0 | 0 | 0
3973 | CA | SEPV9 Power Plant | 58227 | SPV9 | 0 | OP | PV | SUN | 9 | 0.309 | 24330 | 12943 | Distributed from 923 Generation And Fuel | 2013 |  | CISO | Southern California Edison Co | 34.1922 | -116.0903 | California | 0 | 0 | 0 | 0 | 0 | 9 | 0 | 0 | 0 | 0 | 0
3976 | CA | SF Southeast Cogen Plant | 57971 | COGEN | 0 | OP | IC | OBG | 2.1 | 0.148 | 2723 | 1159 | Distributed from 923 Generation And Fuel | 2002 |  | CISO | Pacific Gas & Electric Co | 37.7397 | -122.3925 | California | 0 | 0 | 0 | 0 | 0 | 0 | 0 | 0 | 0 | 2.1 | 0
3977 | CA | SF State University | 57043 | 1 | 0 | OP | FC | NG | 0.2 | 0.108 | 188.5 | 88.375 | Distributed from 923 Generation And Fuel | 2011 |  | CISO | Pacific Gas & Electric Co | 37.7239 | -122.4775 | California | 0 | 0.2 | 0 | 0 | 0 | 0 | 0 | 0 | 0 | 0 | 0
3978 | CA | SF State University | 57043 | 2 | 0 | OP | FC | NG | 1.4 | 0.108 | 1319.5 | 618.625 | Distributed from 923 Generation And Fuel | 2011 |  | CISO | Pacific Gas & Electric Co | 37.7239 | -122.4775 | California | 0 | 1.4 | 0 | 0 | 0 | 0 | 0 | 0 | 0 | 0 | 0
3979 | CA | Shafter Solar LLC | 59408 | 1 | 0 | OP | PV | SUN | 20 | 0.295 | 51662 | 27484 | Distributed from 923 Generation And Fuel | 2015 |  | CISO | Pacific Gas & Electric Co | 35.3933 | -119.1278 | California | 0 | 0 | 0 | 0 | 0 | 20 | 0 | 0 | 0 | 0 | 0
3988 | CA | Shasta Solar Farm | 58814 | GENA | 0 | OP | PV | SUN | 1.5 | 0.293 | 3846 | 2046 | Distributed from 923 Generation And Fuel | 2014 |  | CISO | Pacific Gas & Electric Co | 41.0314 | -121.4225 | California | 0 | 0 | 0 | 0 | 0 | 1.5 | 0 | 0 | 0 | 0 | 0
3989 | CA | Shasta Solar Farm | 58814 | GENB | 0 | OP | PV | SUN | 1.5 | 0.293 | 3846 | 2046 | Distributed from 923 Generation And Fuel | 2014 |  | CISO | Pacific Gas & Electric Co | 41.0314 | -121.4225 | California | 0 | 0 | 0 | 0 | 0 | 1.5 | 0 | 0 | 0 | 0 | 0
3990 | CA | Shiloh I Wind Project | 56362 | 1 | 0 | OP | WT | WND | 150 | 0.295 | 387131 | 260843 | Distributed from 923 Generation And Fuel | 2006 |  | CISO | Pacific Gas & Electric Co | 38.12 | -121.85 | California | 0 | 0 | 0 | 0 | 150 | 0 | 0 | 0 | 0 | 0 | 0
3991 | CA | Shiloh III Wind Project LLC | 57586 | 1 | 0 | OP | WT | WND | 102.5 | 0.29 | 260264 | 171386 | Distributed from 923 Generation And Fuel | 2011 |  | CISO | Pacific Gas & Electric Co | 38.1694 | -121.8469 | California | 0 | 0 | 0 | 0 | 102.5 | 0 | 0 | 0 | 0 | 0 | 0
3992 | CA | Shiloh IV Wind Project LLC | 57725 | 1 | 0 | OP | WT | WND | 102.5 | 0.315 | 282860 | 189157 | Distributed from 923 Generation And Fuel | 2012 |  | CISO | Pacific Gas & Electric Co | 38.1375 | -121.8553 | California | 0 | 0 | 0 | 0 | 102.5 | 0 | 0 | 0 | 0 | 0 | 0
3993 | CA | Shiloh Wind Project 2 LLC | 56874 | TBD | 0 | OP | WT | WND | 150 | 0.304 | 399427 | 265069 | Distributed from 923 Generation And Fuel | 2009 |  | CISO | Pacific Gas & Electric Co | 38.1711 | -121.8461 | California | 0 | 0 | 0 | 0 | 150 | 0 | 0 | 0 | 0 | 0 | 0
3994 | CA | Sierra Nevada Brewing Co | 58585 | COGN | 0 | OP | GT | NG | 2 | 0.422 | 7397 | 4808 | Distributed from 923 Generation And Fuel | 2016 |  | CISO | Pacific Gas & Electric Co | 39.7242 | -121.8153 | California | 0 | 2 | 0 | 0 | 0 | 0 | 0 | 0 | 0 | 0 | 0
3995 | CA | Sierra Nevada Brewing Co | 58585 | SOLR | 0 | OP | PV | SUN | 1.7 | 0.15 | 2235 | 1189 | Distributed from 923 Generation And Fuel | 2007 |  | CISO | Pacific Gas & Electric Co | 39.7242 | -121.8153 | California | 0 | 0 | 0 | 0 | 0 | 1.7 | 0 | 0 | 0 | 0 | 0
3999 | CA | Sierra Pacific Burney Facility | 50110 | GEN1 | 1 | OP | ST | WDS | 20 | 0.52 | 91026 | 46113 | EIA-923 Generator File | 1986 |  | CISO | Pacific Gas & Electric Co | 40.8767 | -121.7016 | California | 0 | 0 | 0 | 0 | 0 | 0 | 0 | 0 | 0 | 20 | 0
4000 | CA | Sierra Pacific Lincoln Facility | 10144 | GEN4 | 1 | OP | ST | WDS | 19.2 | 0.484 | 81427 | 40125 | EIA-923 Generator File | 2004 |  | CISO | Pacific Gas & Electric Co | 38.9032 | -121.3097 | California | 0 | 0 | 0 | 0 | 0 | 0 | 0 | 0 | 0 | 19.2 | 0
4004 | CA | Sierra Pacific Quincy Facility | 50112 | GEN1 | 2 | OP | ST | WDS | 20 | 0.469 | 82178 | 58676 | EIA-923 Generator File | 1986 |  | CISO | Pacific Gas & Electric Co | 39.9412 | -120.9092 | California | 0 | 0 | 0 | 0 | 0 | 0 | 0 | 0 | 0 | 20 | 0
4005 | CA | Sierra Pacific Quincy Facility | 50112 | GEN2 | 2 | OP | ST | WDS | 7.5 | 0.436 | 28668 | 9587 | EIA-923 Generator File | 1999 |  | CISO | Pacific Gas & Electric Co | 39.9412 | -120.9092 | California | 0 | 0 | 0 | 0 | 0 | 0 | 0 | 0 | 0 | 7.5 | 0
4006 | CA | Sierra Pacific Sonora | 54517 | GEN2 | 0 | OP | ST | WDS | 7.5 | 0.433 | 28438 | 12582.817 | EIA-923 Generator File | 2001 |  | CISO | Pacific Gas & Electric Co | 37.9664 | -120.3178 | California | 0 | 0 | 0 | 0 | 0 | 0 | 0 | 0 | 0 | 7.5 | 0
4007 | CA | Sierra Solar Greenworks | 59431 | SSG1 | 0 | OP | PV | SUN | 20 | 0.255 | 44723 | 23792 | Distributed from 923 Generation And Fuel | 2015 |  | CISO | Southern California Edison Co | 34.7036 | -118.3342 | California | 0 | 0 | 0 | 0 | 0 | 20 | 0 | 0 | 0 | 0 | 0
4009 | CA | Signal Hill West Unit | 57702 | 1 | 0 | OP | GT | OG | 5.7 | 0.719 | 35894 | 14751 | Distributed from 923 Generation And Fuel | 2004 |  | CISO | Southern California Edison Co | 33.8112 | -118.1756 | California | 0 | 0 | 0 | 0 | 0 | 0 | 0 | 0 | 0 | 5.7 | 0
4010 | CA | Silicon Valley Clean Water | 60249 | CGN | 0 | OP | IC | OBG | 1.2 | 0.564 | 5924 | 2261 | Distributed from 923 Generation And Fuel | 2015 |  | CISO | Pacific Gas & Electric Co | 37.5426 | -122.2311 | California | 0 | 0 | 0 | 0 | 0 | 0 | 0 | 0 | 0 | 1.2 | 0
4017 | CA | Site 980 65 | 50322 | GEN1 | 0 | OP | HY | WAT | 2.1 | 0.208 | 3828 | 2000 | Distributed from 923 Generation And Fuel | 1985 |  | CISO | Pacific Gas & Electric Co | 37.0568 | -119.8997 | California | 0 | 0 | 0 | 0 | 0 | 0 | 0 | 2.1 | 0 | 0 | 0
4018 | CA | SJ/SC WPCP | 56080 | E2 | 0 | OP | IC | OBG | 0.8 | 0.332 | 2330.109 | 1025.891 | Distributed from 923 Generation And Fuel | 1953 | 2017 | CISO | Pacific Gas & Electric Co | 37.4344 | -121.9464 | California | 0 | 0 | 0 | 0 | 0 | 0 | 0 | 0 | 0 | 0.8 | 0
4019 | CA | SJ/SC WPCP | 56080 | E5 | 0 | OP | IC | OBG | 1.8 | 0.332 | 5242.745 | 2308.255 | Distributed from 923 Generation And Fuel | 1963 | 2017 | CISO | Pacific Gas & Electric Co | 37.4344 | -121.9464 | California | 0 | 0 | 0 | 0 | 0 | 0 | 0 | 0 | 0 | 1.8 | 0
4020 | CA | SJ/SC WPCP | 56080 | EG1 | 0 | OP | IC | NG | 2.8 | 0.332 | 8155.382 | 3590.618 | Distributed from 923 Generation And Fuel | 1995 | 2019 | CISO | Pacific Gas & Electric Co | 37.4344 | -121.9464 | California | 0 | 2.8 | 0 | 0 | 0 | 0 | 0 | 0 | 0 | 0 | 0
4021 | CA | SJ/SC WPCP | 56080 | EG2 | 0 | OP | IC | NG | 2.8 | 0.332 | 8155.382 | 3590.618 | Distributed from 923 Generation And Fuel | 1985 | 2019 | CISO | Pacific Gas & Electric Co | 37.4344 | -121.9464 | California | 0 | 2.8 | 0 | 0 | 0 | 0 | 0 | 0 | 0 | 0 | 0
4022 | CA | SJ/SC WPCP | 56080 | EG3 | 0 | OP | IC | NG | 2.8 | 0.332 | 8155.382 | 3590.618 | Distributed from 923 Generation And Fuel | 1985 | 2019 | CISO | Pacific Gas & Electric Co | 37.4344 | -121.9464 | California | 0 | 2.8 | 0 | 0 | 0 | 0 | 0 | 0 | 0 | 0 | 0
4030 | CA | Sky River LLC | 50536 | WGNS | 0 | OP | WT | WND | 76.9 | 0.203 | 136626 | 68980 | Distributed from 923 Generation And Fuel | 1991 |  | CISO | Southern California Edison Co | 35.2608 | -118.2469 | California | 0 | 0 | 0 | 0 | 76.9 | 0 | 0 | 0 | 0 | 0 | 0
4031 | CA | Slate Creek | 50961 | GEN1 | 0 | OP | HY | WAT | 4.2 | 0.289 | 10643 | 5560 | Distributed from 923 Generation And Fuel | 1990 |  | PACW | PacifiCorp | 40.9769 | -122.4563 | California | 0 | 0 | 0 | 0 | 0 | 0 | 0 | 4.2 | 0 | 0 | 0
4032 | CA | Sly Creek | 776 | 1 | 0 | OP | HY | WAT | 12.1 | 0.329 | 34916 | 18241 | Distributed from 923 Generation And Fuel | 1983 |  | CISO | Pacific Gas & Electric Co | 39.5804 | -121.1195 | California | 0 | 0 | 0 | 0 | 0 | 0 | 0 | 12.1 | 0 | 0 | 0
4038 | CA | Solano County Cogen Plant | 50985 | 3163 | 0 | OP | IC | NG | 1 | 0.405 | 3550.714 | 1665.714 | Distributed from 923 Generation And Fuel | 1989 |  | CISO | Pacific Gas & Electric Co | 38.2494 | -122.0394 | California | 0 | 1 | 0 | 0 | 0 | 0 | 0 | 0 | 0 | 0 | 0
4039 | CA | Solano County Cogen Plant | 50985 | 3164 | 0 | OP | IC | NG | 0.4 | 0.405 | 1420.286 | 666.286 | Distributed from 923 Generation And Fuel | 1989 |  | CISO | Pacific Gas & Electric Co | 38.2494 | -122.0394 | California | 0 | 0.4 | 0 | 0 | 0 | 0 | 0 | 0 | 0 | 0 | 0
4040 | CA | Solano County Cogen Plant | 50985 | 3165 | 0 | OP | IC | NG | 1.4 | 0.405 | 4971 | 2332 | Distributed from 923 Generation And Fuel | 2004 |  | CISO | Pacific Gas & Electric Co | 38.2494 | -122.0394 | California | 0 | 1.4 | 0 | 0 | 0 | 0 | 0 | 0 | 0 | 0 | 0
4041 | CA | Solano Wind | 7526 | 1 | 0 | OP | WT | WND | 13.2 | 0.281 | 32528.687 | 22301.406 | Distributed from 923 Generation And Fuel | 1994 |  | CISO | Pacific Gas & Electric Co | 38.1164 | -121.769 | California | 0 | 0 | 0 | 0 | 13.2 | 0 | 0 | 0 | 0 | 0 | 0
4042 | CA | Solano Wind | 7526 | 2 | 0 | OP | WT | WND | 24 | 0.281 | 59143.067 | 40548.011 | Distributed from 923 Generation And Fuel | 2006 |  | CISO | Pacific Gas & Electric Co | 38.1164 | -121.769 | California | 0 | 0 | 0 | 0 | 24 | 0 | 0 | 0 | 0 | 0 | 0
4043 | CA | Solano Wind | 7526 | 2B | 0 | OP | WT | WND | 63 | 0.281 | 155250.552 | 106438.528 | Distributed from 923 Generation And Fuel | 2007 |  | CISO | Pacific Gas & Electric Co | 38.1164 | -121.769 | California | 0 | 0 | 0 | 0 | 63 | 0 | 0 | 0 | 0 | 0 | 0
4044 | CA | Solano Wind | 7526 | 3 | 0 | OP | WT | WND | 128 | 0.281 | 315429.693 | 216256.056 | Distributed from 923 Generation And Fuel | 2012 |  | CISO | Pacific Gas & Electric Co | 38.1164 | -121.769 | California | 0 | 0 | 0 | 0 | 128 | 0 | 0 | 0 | 0 | 0 | 0
4046 | CA | Solar Gen 2 | 58592 | ALHM | 0 | OP | PV | SUN | 51.7 | 0.308 | 139476.667 | 71686 | Distributed from 923 Generation And Fuel | 2014 |  | CISO | Imperial Irrigation District | 33.08 | -115.47 | California | 0 | 0 | 0 | 0 | 0 | 51.7 | 0 | 0 | 0 | 0 | 0
4047 | CA | Solar Gen 2 | 58592 | ARK | 0 | OP | PV | SUN | 51.7 | 0.308 | 139476.667 | 71686 | Distributed from 923 Generation And Fuel | 2014 |  | CISO | Imperial Irrigation District | 33.08 | -115.47 | California | 0 | 0 | 0 | 0 | 0 | 51.7 | 0 | 0 | 0 | 0 | 0
4048 | CA | Solar Gen 2 | 58592 | SONR | 0 | OP | PV | SUN | 51.7 | 0.308 | 139476.667 | 71686 | Distributed from 923 Generation And Fuel | 2014 |  | CISO | Imperial Irrigation District | 33.08 | -115.47 | California | 0 | 0 | 0 | 0 | 0 | 51.7 | 0 | 0 | 0 | 0 | 0
4053 | CA | Solar Photovoltaic Project #02 | 56996 | S1A | 0 | OP | PV | SUN | 0.5 | 0.103 | 449.5 | 239 | Distributed from 923 Generation And Fuel | 2009 |  | CISO | Southern California Edison Co | 33.9852 | -117.7008 | California | 0 | 0 | 0 | 0 | 0 | 0.5 | 0 | 0 | 0 | 0 | 0
4054 | CA | Solar Photovoltaic Project #02 | 56996 | S1B | 0 | OP | PV | SUN | 0.5 | 0.103 | 449.5 | 239 | Distributed from 923 Generation And Fuel | 2009 |  | CISO | Southern California Edison Co | 33.9852 | -117.7008 | California | 0 | 0 | 0 | 0 | 0 | 0.5 | 0 | 0 | 0 | 0 | 0
4055 | CA | Solar Photovoltaic Project #03 | 57217 | S003A | 0 | OP | PV | SUN | 0.5 | 0.132 | 580 | 308.5 | Distributed from 923 Generation And Fuel | 2011 |  | CISO | Southern California Edison Co | 34.0943 | -117.4001 | California | 0 | 0 | 0 | 0 | 0 | 0.5 | 0 | 0 | 0 | 0 | 0
4056 | CA | Solar Photovoltaic Project #03 | 57217 | S003B | 0 | OP | PV | SUN | 0.5 | 0.132 | 580 | 308.5 | Distributed from 923 Generation And Fuel | 2011 |  | CISO | Southern California Edison Co | 34.0943 | -117.4001 | California | 0 | 0 | 0 | 0 | 0 | 0.5 | 0 | 0 | 0 | 0 | 0
4060 | CA | Solar Photovoltaic Project #05 | 57219 | S005A | 0 | OP | PV | SUN | 0.5 | 0.181 | 793.4 | 422 | Distributed from 923 Generation And Fuel | 2012 |  | CISO | Southern California Edison Co | 34.0863 | -117.2306 | California | 0 | 0 | 0 | 0 | 0 | 0.5 | 0 | 0 | 0 | 0 | 0
4061 | CA | Solar Photovoltaic Project #05 | 57219 | S005B | 0 | OP | PV | SUN | 0.5 | 0.181 | 793.4 | 422 | Distributed from 923 Generation And Fuel | 2012 |  | CISO | Southern California Edison Co | 34.0863 | -117.2306 | California | 0 | 0 | 0 | 0 | 0 | 0.5 | 0 | 0 | 0 | 0 | 0
4062 | CA | Solar Photovoltaic Project #05 | 57219 | S005C | 0 | OP | PV | SUN | 0.5 | 0.181 | 793.4 | 422 | Distributed from 923 Generation And Fuel | 2012 |  | CISO | Southern California Edison Co | 34.0863 | -117.2306 | California | 0 | 0 | 0 | 0 | 0 | 0.5 | 0 | 0 | 0 | 0 | 0
4063 | CA | Solar Photovoltaic Project #05 | 57219 | S005D | 0 | OP | PV | SUN | 0.5 | 0.181 | 793.4 | 422 | Distributed from 923 Generation And Fuel | 2012 |  | CISO | Southern California Edison Co | 34.0863 | -117.2306 | California | 0 | 0 | 0 | 0 | 0 | 0.5 | 0 | 0 | 0 | 0 | 0
4064 | CA | Solar Photovoltaic Project #05 | 57219 | S005E | 0 | OP | PV | SUN | 0.5 | 0.181 | 793.4 | 422 | Distributed from 923 Generation And Fuel | 2012 |  | CISO | Southern California Edison Co | 34.0863 | -117.2306 | California | 0 | 0 | 0 | 0 | 0 | 0.5 | 0 | 0 | 0 | 0 | 0
4065 | CA | Solar Photovoltaic Project #06 | 57220 | S006A | 0 | OP | PV | SUN | 0.5 | 0.223 | 978 | 520.25 | Distributed from 923 Generation And Fuel | 2011 |  | CISO | Southern California Edison Co | 34.0414 | -117.5731 | California | 0 | 0 | 0 | 0 | 0 | 0.5 | 0 | 0 | 0 | 0 | 0
4066 | CA | Solar Photovoltaic Project #06 | 57220 | S006B | 0 | OP | PV | SUN | 0.5 | 0.223 | 978 | 520.25 | Distributed from 923 Generation And Fuel | 2011 |  | CISO | Southern California Edison Co | 34.0414 | -117.5731 | California | 0 | 0 | 0 | 0 | 0 | 0.5 | 0 | 0 | 0 | 0 | 0
4067 | CA | Solar Photovoltaic Project #06 | 57220 | S006C | 0 | OP | PV | SUN | 0.5 | 0.223 | 978 | 520.25 | Distributed from 923 Generation And Fuel | 2011 |  | CISO | Southern California Edison Co | 34.0414 | -117.5731 | California | 0 | 0 | 0 | 0 | 0 | 0.5 | 0 | 0 | 0 | 0 | 0
4068 | CA | Solar Photovoltaic Project #06 | 57220 | S006D | 0 | OP | PV | SUN | 0.5 | 0.223 | 978 | 520.25 | Distributed from 923 Generation And Fuel | 2011 |  | CISO | Southern California Edison Co | 34.0414 | -117.5731 | California | 0 | 0 | 0 | 0 | 0 | 0.5 | 0 | 0 | 0 | 0 | 0
4069 | CA | Solar Photovoltaic Project #07 | 57221 | S007A | 0 | OP | PV | SUN | 0.5 | 0.182 | 799 | 425 | Distributed from 923 Generation And Fuel | 2012 |  | CISO | Southern California Edison Co | 34.0861 | -117.2275 | California | 0 | 0 | 0 | 0 | 0 | 0.5 | 0 | 0 | 0 | 0 | 0
4070 | CA | Solar Photovoltaic Project #07 | 57221 | S007B | 0 | OP | PV | SUN | 0.5 | 0.182 | 799 | 425 | Distributed from 923 Generation And Fuel | 2012 |  | CISO | Southern California Edison Co | 34.0861 | -117.2275 | California | 0 | 0 | 0 | 0 | 0 | 0.5 | 0 | 0 | 0 | 0 | 0
4071 | CA | Solar Photovoltaic Project #07 | 57221 | S007C | 0 | OP | PV | SUN | 0.5 | 0.182 | 799 | 425 | Distributed from 923 Generation And Fuel | 2012 |  | CISO | Southern California Edison Co | 34.0861 | -117.2275 | California | 0 | 0 | 0 | 0 | 0 | 0.5 | 0 | 0 | 0 | 0 | 0
4072 | CA | Solar Photovoltaic Project #07 | 57221 | S007D | 0 | OP | PV | SUN | 0.5 | 0.182 | 799 | 425 | Distributed from 923 Generation And Fuel | 2012 |  | CISO | Southern California Edison Co | 34.0861 | -117.2275 | California | 0 | 0 | 0 | 0 | 0 | 0.5 | 0 | 0 | 0 | 0 | 0
4073 | CA | Solar Photovoltaic Project #07 | 57221 | S007E | 0 | OP | PV | SUN | 0.5 | 0.182 | 799 | 425 | Distributed from 923 Generation And Fuel | 2012 |  | CISO | Southern California Edison Co | 34.0861 | -117.2275 | California | 0 | 0 | 0 | 0 | 0 | 0.5 | 0 | 0 | 0 | 0 | 0
4074 | CA | Solar Photovoltaic Project #08 | 57222 | S008A | 0 | OP | PV | SUN | 0.5 | 0.204 | 895 | 476.25 | Distributed from 923 Generation And Fuel | 2011 |  | CISO | Southern California Edison Co | 34.0419 | -117.565 | California | 0 | 0 | 0 | 0 | 0 | 0.5 | 0 | 0 | 0 | 0 | 0
4075 | CA | Solar Photovoltaic Project #08 | 57222 | S008B | 0 | OP | PV | SUN | 0.5 | 0.204 | 895 | 476.25 | Distributed from 923 Generation And Fuel | 2011 |  | CISO | Southern California Edison Co | 34.0419 | -117.565 | California | 0 | 0 | 0 | 0 | 0 | 0.5 | 0 | 0 | 0 | 0 | 0
4076 | CA | Solar Photovoltaic Project #08 | 57222 | S008C | 0 | OP | PV | SUN | 0.5 | 0.204 | 895 | 476.25 | Distributed from 923 Generation And Fuel | 2011 |  | CISO | Southern California Edison Co | 34.0419 | -117.565 | California | 0 | 0 | 0 | 0 | 0 | 0.5 | 0 | 0 | 0 | 0 | 0
4077 | CA | Solar Photovoltaic Project #08 | 57222 | S008D | 0 | OP | PV | SUN | 0.5 | 0.204 | 895 | 476.25 | Distributed from 923 Generation And Fuel | 2011 |  | CISO | Southern California Edison Co | 34.0419 | -117.565 | California | 0 | 0 | 0 | 0 | 0 | 0.5 | 0 | 0 | 0 | 0 | 0
4079 | CA | Solar Photovoltaic Project #09 | 57223 | S009A | 0 | OP | PV | SUN | 0.5 | 0.183 | 802.5 | 427 | Distributed from 923 Generation And Fuel | 2011 |  | CISO | Southern California Edison Co | 34.0428 | -117.5717 | California | 0 | 0 | 0 | 0 | 0 | 0.5 | 0 | 0 | 0 | 0 | 0
4080 | CA | Solar Photovoltaic Project #09 | 57223 | S009B | 0 | OP | PV | SUN | 0.5 | 0.183 | 802.5 | 427 | Distributed from 923 Generation And Fuel | 2011 |  | CISO | Southern California Edison Co | 34.0428 | -117.5717 | California | 0 | 0 | 0 | 0 | 0 | 0.5 | 0 | 0 | 0 | 0 | 0
4082 | CA | Solar Photovoltaic Project #10 | 57224 | S010A | 0 | OP | PV | SUN | 0.5 | 0.182 | 798 | 424.667 | Distributed from 923 Generation And Fuel | 2013 |  | CISO | Southern California Edison Co | 34.075 | -117.5169 | California | 0 | 0 | 0 | 0 | 0 | 0.5 | 0 | 0 | 0 | 0 | 0
4083 | CA | Solar Photovoltaic Project #10 | 57224 | S010B | 0 | OP | PV | SUN | 0.5 | 0.182 | 798 | 424.667 | Distributed from 923 Generation And Fuel | 2013 |  | CISO | Southern California Edison Co | 34.075 | -117.5169 | California | 0 | 0 | 0 | 0 | 0 | 0.5 | 0 | 0 | 0 | 0 | 0
4084 | CA | Solar Photovoltaic Project #10 | 57224 | S010C | 0 | OP | PV | SUN | 0.5 | 0.182 | 798 | 424.667 | Distributed from 923 Generation And Fuel | 2013 |  | CISO | Southern California Edison Co | 34.075 | -117.5169 | California | 0 | 0 | 0 | 0 | 0 | 0.5 | 0 | 0 | 0 | 0 | 0
4086 | CA | Solar Photovoltaic Project #11 | 57225 | S011A | 0 | OP | PV | SUN | 0.5 | 0.204 | 892.429 | 474.714 | Distributed from 923 Generation And Fuel | 2015 |  | CISO | Southern California Edison Co | 34.0758 | -117.2414 | California | 0 | 0 | 0 | 0 | 0 | 0.5 | 0 | 0 | 0 | 0 | 0
4087 | CA | Solar Photovoltaic Project #11 | 57225 | S011B | 0 | OP | PV | SUN | 0.5 | 0.204 | 892.429 | 474.714 | Distributed from 923 Generation And Fuel | 2015 |  | CISO | Southern California Edison Co | 34.0758 | -117.2414 | California | 0 | 0 | 0 | 0 | 0 | 0.5 | 0 | 0 | 0 | 0 | 0
4088 | CA | Solar Photovoltaic Project #11 | 57225 | S011C | 0 | OP | PV | SUN | 0.5 | 0.204 | 892.429 | 474.714 | Distributed from 923 Generation And Fuel | 2015 |  | CISO | Southern California Edison Co | 34.0758 | -117.2414 | California | 0 | 0 | 0 | 0 | 0 | 0.5 | 0 | 0 | 0 | 0 | 0
4089 | CA | Solar Photovoltaic Project #11 | 57225 | S011D | 0 | OP | PV | SUN | 0.5 | 0.204 | 892.429 | 474.714 | Distributed from 923 Generation And Fuel | 2015 |  | CISO | Southern California Edison Co | 34.0758 | -117.2414 | California | 0 | 0 | 0 | 0 | 0 | 0.5 | 0 | 0 | 0 | 0 | 0
4090 | CA | Solar Photovoltaic Project #11 | 57225 | S011E | 0 | OP | PV | SUN | 0.5 | 0.204 | 892.429 | 474.714 | Distributed from 923 Generation And Fuel | 2015 |  | CISO | Southern California Edison Co | 34.0758 | -117.2414 | California | 0 | 0 | 0 | 0 | 0 | 0.5 | 0 | 0 | 0 | 0 | 0
4091 | CA | Solar Photovoltaic Project #11 | 57225 | S011F | 0 | OP | PV | SUN | 0.5 | 0.204 | 892.429 | 474.714 | Distributed from 923 Generation And Fuel | 2015 |  | CISO | Southern California Edison Co | 34.0758 | -117.2414 | California | 0 | 0 | 0 | 0 | 0 | 0.5 | 0 | 0 | 0 | 0 | 0
4092 | CA | Solar Photovoltaic Project #11 | 57225 | S011G | 0 | OP | PV | SUN | 0.5 | 0.204 | 892.429 | 474.714 | Distributed from 923 Generation And Fuel | 2015 |  | CISO | Southern California Edison Co | 34.0758 | -117.2414 | California | 0 | 0 | 0 | 0 | 0 | 0.5 | 0 | 0 | 0 | 0 | 0
4093 | CA | Solar Photovoltaic Project #12 | 57226 | S012A | 0 | OP | PV | SUN | 0.5 | 0 | 0 | 0 | Distributed from 923 Generation And Fuel | 2011 |  | CISO | Southern California Edison Co | 34.0422 | -117.5617 | California | 0 | 0 | 0 | 0 | 0 | 0.5 | 0 | 0 | 0 | 0 | 0
4095 | CA | Solar Photovoltaic Project #13 | 57227 | S013A | 0 | OP | PV | SUN | 0.5 | 0.202 | 882.571 | 469.571 | Distributed from 923 Generation And Fuel | 2015 |  | CISO | Southern California Edison Co | 34.0835 | -117.2356 | California | 0 | 0 | 0 | 0 | 0 | 0.5 | 0 | 0 | 0 | 0 | 0
4096 | CA | Solar Photovoltaic Project #13 | 57227 | S013B | 0 | OP | PV | SUN | 0.5 | 0.202 | 882.571 | 469.571 | Distributed from 923 Generation And Fuel | 2015 |  | CISO | Southern California Edison Co | 34.0835 | -117.2356 | California | 0 | 0 | 0 | 0 | 0 | 0.5 | 0 | 0 | 0 | 0 | 0
4097 | CA | Solar Photovoltaic Project #13 | 57227 | S013C | 0 | OP | PV | SUN | 0.5 | 0.202 | 882.571 | 469.571 | Distributed from 923 Generation And Fuel | 2015 |  | CISO | Southern California Edison Co | 34.0835 | -117.2356 | California | 0 | 0 | 0 | 0 | 0 | 0.5 | 0 | 0 | 0 | 0 | 0
4098 | CA | Solar Photovoltaic Project #13 | 57227 | S013D | 0 | OP | PV | SUN | 0.5 | 0.202 | 882.571 | 469.571 | Distributed from 923 Generation And Fuel | 2015 |  | CISO | Southern California Edison Co | 34.0835 | -117.2356 | California | 0 | 0 | 0 | 0 | 0 | 0.5 | 0 | 0 | 0 | 0 | 0
4099 | CA | Solar Photovoltaic Project #13 | 57227 | S013E | 0 | OP | PV | SUN | 0.5 | 0.202 | 882.571 | 469.571 | Distributed from 923 Generation And Fuel | 2015 |  | CISO | Southern California Edison Co | 34.0835 | -117.2356 | California | 0 | 0 | 0 | 0 | 0 | 0.5 | 0 | 0 | 0 | 0 | 0
4100 | CA | Solar Photovoltaic Project #13 | 57227 | S013F | 0 | OP | PV | SUN | 0.5 | 0.202 | 882.571 | 469.571 | Distributed from 923 Generation And Fuel | 2015 |  | CISO | Southern California Edison Co | 34.0835 | -117.2356 | California | 0 | 0 | 0 | 0 | 0 | 0.5 | 0 | 0 | 0 | 0 | 0
4101 | CA | Solar Photovoltaic Project #13 | 57227 | S013G | 0 | OP | PV | SUN | 0.5 | 0.202 | 882.571 | 469.571 | Distributed from 923 Generation And Fuel | 2015 |  | CISO | Southern California Edison Co | 34.0835 | -117.2356 | California | 0 | 0 | 0 | 0 | 0 | 0.5 | 0 | 0 | 0 | 0 | 0
4105 | CA | Solar Photovoltaic Project #15 | 57229 | S015A | 0 | OP | PV | SUN | 0.5 | 0.139 | 609.143 | 324 | Distributed from 923 Generation And Fuel | 2013 |  | CISO | Southern California Edison Co | 34.0792 | -117.5167 | California | 0 | 0 | 0 | 0 | 0 | 0.5 | 0 | 0 | 0 | 0 | 0
4106 | CA | Solar Photovoltaic Project #15 | 57229 | S015B | 0 | OP | PV | SUN | 0.5 | 0.139 | 609.143 | 324 | Distributed from 923 Generation And Fuel | 2013 |  | CISO | Southern California Edison Co | 34.0792 | -117.5167 | California | 0 | 0 | 0 | 0 | 0 | 0.5 | 0 | 0 | 0 | 0 | 0
4107 | CA | Solar Photovoltaic Project #15 | 57229 | S015C | 0 | OP | PV | SUN | 0.5 | 0.139 | 609.143 | 324 | Distributed from 923 Generation And Fuel | 2013 |  | CISO | Southern California Edison Co | 34.0792 | -117.5167 | California | 0 | 0 | 0 | 0 | 0 | 0.5 | 0 | 0 | 0 | 0 | 0
4108 | CA | Solar Photovoltaic Project #15 | 57229 | S015D | 0 | OP | PV | SUN | 0.5 | 0.139 | 609.143 | 324 | Distributed from 923 Generation And Fuel | 2013 |  | CISO | Southern California Edison Co | 34.0792 | -117.5167 | California | 0 | 0 | 0 | 0 | 0 | 0.5 | 0 | 0 | 0 | 0 | 0
4109 | CA | Solar Photovoltaic Project #15 | 57229 | S015E | 0 | OP | PV | SUN | 0.5 | 0.139 | 609.143 | 324 | Distributed from 923 Generation And Fuel | 2013 |  | CISO | Southern California Edison Co | 34.0792 | -117.5167 | California | 0 | 0 | 0 | 0 | 0 | 0.5 | 0 | 0 | 0 | 0 | 0
4110 | CA | Solar Photovoltaic Project #15 | 57229 | S015F | 0 | OP | PV | SUN | 0.5 | 0.139 | 609.143 | 324 | Distributed from 923 Generation And Fuel | 2013 |  | CISO | Southern California Edison Co | 34.0792 | -117.5167 | California | 0 | 0 | 0 | 0 | 0 | 0.5 | 0 | 0 | 0 | 0 | 0
4111 | CA | Solar Photovoltaic Project #15 | 57229 | S015G | 0 | OP | PV | SUN | 0.5 | 0.139 | 609.143 | 324 | Distributed from 923 Generation And Fuel | 2013 |  | CISO | Southern California Edison Co | 34.0792 | -117.5167 | California | 0 | 0 | 0 | 0 | 0 | 0.5 | 0 | 0 | 0 | 0 | 0
4112 | CA | Solar Photovoltaic Project #16 | 57230 | S016A | 0 | OP | PV | SUN | 0.5 | 0.181 | 794.333 | 422.667 | Distributed from 923 Generation And Fuel | 2015 |  | CISO | Southern California Edison Co | 34.0856 | -117.2336 | California | 0 | 0 | 0 | 0 | 0 | 0.5 | 0 | 0 | 0 | 0 | 0
4113 | CA | Solar Photovoltaic Project #16 | 57230 | S016B | 0 | OP | PV | SUN | 0.5 | 0.181 | 794.333 | 422.667 | Distributed from 923 Generation And Fuel | 2015 |  | CISO | Southern California Edison Co | 34.0856 | -117.2336 | California | 0 | 0 | 0 | 0 | 0 | 0.5 | 0 | 0 | 0 | 0 | 0
4114 | CA | Solar Photovoltaic Project #16 | 57230 | S016C | 0 | OP | PV | SUN | 0.5 | 0.181 | 794.333 | 422.667 | Distributed from 923 Generation And Fuel | 2015 |  | CISO | Southern California Edison Co | 34.0856 | -117.2336 | California | 0 | 0 | 0 | 0 | 0 | 0.5 | 0 | 0 | 0 | 0 | 0
4115 | CA | Solar Photovoltaic Project #17 | 57231 | S017A | 0 | OP | PV | SUN | 0.5 | 0.171 | 751 | 399.571 | Distributed from 923 Generation And Fuel | 2015 |  | CISO | Southern California Edison Co | 34.0728 | -117.5033 | California | 0 | 0 | 0 | 0 | 0 | 0.5 | 0 | 0 | 0 | 0 | 0
4116 | CA | Solar Photovoltaic Project #17 | 57231 | S017B | 0 | OP | PV | SUN | 0.5 | 0.171 | 751 | 399.571 | Distributed from 923 Generation And Fuel | 2015 |  | CISO | Southern California Edison Co | 34.0728 | -117.5033 | California | 0 | 0 | 0 | 0 | 0 | 0.5 | 0 | 0 | 0 | 0 | 0
4117 | CA | Solar Photovoltaic Project #17 | 57231 | S017C | 0 | OP | PV | SUN | 0.5 | 0.171 | 751 | 399.571 | Distributed from 923 Generation And Fuel | 2015 |  | CISO | Southern California Edison Co | 34.0728 | -117.5033 | California | 0 | 0 | 0 | 0 | 0 | 0.5 | 0 | 0 | 0 | 0 | 0
4118 | CA | Solar Photovoltaic Project #17 | 57231 | S017D | 0 | OP | PV | SUN | 0.5 | 0.171 | 751 | 399.571 | Distributed from 923 Generation And Fuel | 2015 |  | CISO | Southern California Edison Co | 34.0728 | -117.5033 | California | 0 | 0 | 0 | 0 | 0 | 0.5 | 0 | 0 | 0 | 0 | 0
4119 | CA | Solar Photovoltaic Project #17 | 57231 | S017E | 0 | OP | PV | SUN | 0.5 | 0.171 | 751 | 399.571 | Distributed from 923 Generation And Fuel | 2015 |  | CISO | Southern California Edison Co | 34.0728 | -117.5033 | California | 0 | 0 | 0 | 0 | 0 | 0.5 | 0 | 0 | 0 | 0 | 0
4120 | CA | Solar Photovoltaic Project #17 | 57231 | S017F | 0 | OP | PV | SUN | 0.5 | 0.171 | 751 | 399.571 | Distributed from 923 Generation And Fuel | 2015 |  | CISO | Southern California Edison Co | 34.0728 | -117.5033 | California | 0 | 0 | 0 | 0 | 0 | 0.5 | 0 | 0 | 0 | 0 | 0
4121 | CA | Solar Photovoltaic Project #17 | 57231 | S017G | 0 | OP | PV | SUN | 0.5 | 0.171 | 751 | 399.571 | Distributed from 923 Generation And Fuel | 2015 |  | CISO | Southern California Edison Co | 34.0728 | -117.5033 | California | 0 | 0 | 0 | 0 | 0 | 0.5 | 0 | 0 | 0 | 0 | 0
4123 | CA | Solar Photovoltaic Project #18 | 57232 | S018A | 0 | OP | PV | SUN | 0.5 | 0.164 | 720 | 383 | Distributed from 923 Generation And Fuel | 2012 |  | CISO | Southern California Edison Co | 34.0833 | -117.5164 | California | 0 | 0 | 0 | 0 | 0 | 0.5 | 0 | 0 | 0 | 0 | 0
4124 | CA | Solar Photovoltaic Project #18 | 57232 | S018B | 0 | OP | PV | SUN | 0.5 | 0.164 | 720 | 383 | Distributed from 923 Generation And Fuel | 2012 |  | CISO | Southern California Edison Co | 34.0833 | -117.5164 | California | 0 | 0 | 0 | 0 | 0 | 0.5 | 0 | 0 | 0 | 0 | 0
4125 | CA | Solar Photovoltaic Project #18 | 57232 | S018C | 0 | OP | PV | SUN | 0.5 | 0.164 | 720 | 383 | Distributed from 923 Generation And Fuel | 2012 |  | CISO | Southern California Edison Co | 34.0833 | -117.5164 | California | 0 | 0 | 0 | 0 | 0 | 0.5 | 0 | 0 | 0 | 0 | 0
4148 | CA | Solar Photovoltaic Project #22 | 57237 | S022A | 0 | OP | PV | SUN | 0.5 | 0.16 | 700 | 372.5 | Distributed from 923 Generation And Fuel | 2011 |  | CISO | Southern California Edison Co | 34.08 | -117.2114 | California | 0 | 0 | 0 | 0 | 0 | 0.5 | 0 | 0 | 0 | 0 | 0
4149 | CA | Solar Photovoltaic Project #22 | 57237 | S022B | 0 | OP | PV | SUN | 0.5 | 0.16 | 700 | 372.5 | Distributed from 923 Generation And Fuel | 2011 |  | CISO | Southern California Edison Co | 34.08 | -117.2114 | California | 0 | 0 | 0 | 0 | 0 | 0.5 | 0 | 0 | 0 | 0 | 0
4150 | CA | Solar Photovoltaic Project #22 | 57237 | S022C | 0 | OP | PV | SUN | 0.5 | 0.16 | 700 | 372.5 | Distributed from 923 Generation And Fuel | 2011 |  | CISO | Southern California Edison Co | 34.08 | -117.2114 | California | 0 | 0 | 0 | 0 | 0 | 0.5 | 0 | 0 | 0 | 0 | 0
4151 | CA | Solar Photovoltaic Project #22 | 57237 | S022D | 0 | OP | PV | SUN | 0.5 | 0.16 | 700 | 372.5 | Distributed from 923 Generation And Fuel | 2011 |  | CISO | Southern California Edison Co | 34.08 | -117.2114 | California | 0 | 0 | 0 | 0 | 0 | 0.5 | 0 | 0 | 0 | 0 | 0
4152 | CA | Solar Photovoltaic Project #23 | 57236 | S023A | 0 | OP | PV | SUN | 0.5 | 0.206 | 903.2 | 480.4 | Distributed from 923 Generation And Fuel | 2013 |  | CISO | Southern California Edison Co | 34.0808 | -117.5203 | California | 0 | 0 | 0 | 0 | 0 | 0.5 | 0 | 0 | 0 | 0 | 0
4153 | CA | Solar Photovoltaic Project #23 | 57236 | S023B | 0 | OP | PV | SUN | 0.5 | 0.206 | 903.2 | 480.4 | Distributed from 923 Generation And Fuel | 2013 |  | CISO | Southern California Edison Co | 34.0808 | -117.5203 | California | 0 | 0 | 0 | 0 | 0 | 0.5 | 0 | 0 | 0 | 0 | 0
4154 | CA | Solar Photovoltaic Project #23 | 57236 | S023C | 0 | OP | PV | SUN | 0.5 | 0.206 | 903.2 | 480.4 | Distributed from 923 Generation And Fuel | 2013 |  | CISO | Southern California Edison Co | 34.0808 | -117.5203 | California | 0 | 0 | 0 | 0 | 0 | 0.5 | 0 | 0 | 0 | 0 | 0
4155 | CA | Solar Photovoltaic Project #23 | 57236 | S023D | 0 | OP | PV | SUN | 0.5 | 0.206 | 903.2 | 480.4 | Distributed from 923 Generation And Fuel | 2013 |  | CISO | Southern California Edison Co | 34.0808 | -117.5203 | California | 0 | 0 | 0 | 0 | 0 | 0.5 | 0 | 0 | 0 | 0 | 0
4156 | CA | Solar Photovoltaic Project #23 | 57236 | S023E | 0 | OP | PV | SUN | 0.5 | 0.206 | 903.2 | 480.4 | Distributed from 923 Generation And Fuel | 2013 |  | CISO | Southern California Edison Co | 34.0808 | -117.5203 | California | 0 | 0 | 0 | 0 | 0 | 0.5 | 0 | 0 | 0 | 0 | 0
4175 | CA | Solar Photovoltaic Project #26 | 57245 | S026A | 0 | OP | PV | SUN | 0.5 | 0.195 | 855.917 | 455.333 | Distributed from 923 Generation And Fuel | 2015 |  | CISO | Southern California Edison Co | 34.1312 | -117.4253 | California | 0 | 0 | 0 | 0 | 0 | 0.5 | 0 | 0 | 0 | 0 | 0
4176 | CA | Solar Photovoltaic Project #26 | 57245 | S026B | 0 | OP | PV | SUN | 0.5 | 0.195 | 855.917 | 455.333 | Distributed from 923 Generation And Fuel | 2015 |  | CISO | Southern California Edison Co | 34.1312 | -117.4253 | California | 0 | 0 | 0 | 0 | 0 | 0.5 | 0 | 0 | 0 | 0 | 0
4177 | CA | Solar Photovoltaic Project #26 | 57245 | S026C | 0 | OP | PV | SUN | 0.5 | 0.195 | 855.917 | 455.333 | Distributed from 923 Generation And Fuel | 2015 |  | CISO | Southern California Edison Co | 34.1312 | -117.4253 | California | 0 | 0 | 0 | 0 | 0 | 0.5 | 0 | 0 | 0 | 0 | 0
4178 | CA | Solar Photovoltaic Project #26 | 57245 | S026D | 0 | OP | PV | SUN | 0.5 | 0.195 | 855.917 | 455.333 | Distributed from 923 Generation And Fuel | 2015 |  | CISO | Southern California Edison Co | 34.1312 | -117.4253 | California | 0 | 0 | 0 | 0 | 0 | 0.5 | 0 | 0 | 0 | 0 | 0
4179 | CA | Solar Photovoltaic Project #26 | 57245 | S026E | 0 | OP | PV | SUN | 0.5 | 0.195 | 855.917 | 455.333 | Distributed from 923 Generation And Fuel | 2015 |  | CISO | Southern California Edison Co | 34.1312 | -117.4253 | California | 0 | 0 | 0 | 0 | 0 | 0.5 | 0 | 0 | 0 | 0 | 0
4180 | CA | Solar Photovoltaic Project #26 | 57245 | S026F | 0 | OP | PV | SUN | 0.5 | 0.195 | 855.917 | 455.333 | Distributed from 923 Generation And Fuel | 2015 |  | CISO | Southern California Edison Co | 34.1312 | -117.4253 | California | 0 | 0 | 0 | 0 | 0 | 0.5 | 0 | 0 | 0 | 0 | 0
4181 | CA | Solar Photovoltaic Project #26 | 57245 | S026G | 0 | OP | PV | SUN | 0.5 | 0.195 | 855.917 | 455.333 | Distributed from 923 Generation And Fuel | 2015 |  | CISO | Southern California Edison Co | 34.1312 | -117.4253 | California | 0 | 0 | 0 | 0 | 0 | 0.5 | 0 | 0 | 0 | 0 | 0
4182 | CA | Solar Photovoltaic Project #26 | 57245 | S026H | 0 | OP | PV | SUN | 0.5 | 0.195 | 855.917 | 455.333 | Distributed from 923 Generation And Fuel | 2015 |  | CISO | Southern California Edison Co | 34.1312 | -117.4253 | California | 0 | 0 | 0 | 0 | 0 | 0.5 | 0 | 0 | 0 | 0 | 0
4183 | CA | Solar Photovoltaic Project #26 | 57245 | S026I | 0 | OP | PV | SUN | 0.5 | 0.195 | 855.917 | 455.333 | Distributed from 923 Generation And Fuel | 2015 |  | CISO | Southern California Edison Co | 34.1312 | -117.4253 | California | 0 | 0 | 0 | 0 | 0 | 0.5 | 0 | 0 | 0 | 0 | 0
4184 | CA | Solar Photovoltaic Project #26 | 57245 | S026J | 0 | OP | PV | SUN | 0.5 | 0.195 | 855.917 | 455.333 | Distributed from 923 Generation And Fuel | 2015 |  | CISO | Southern California Edison Co | 34.1312 | -117.4253 | California | 0 | 0 | 0 | 0 | 0 | 0.5 | 0 | 0 | 0 | 0 | 0
4185 | CA | Solar Photovoltaic Project #26 | 57245 | SO26K | 0 | OP | PV | SUN | 0.5 | 0.195 | 855.917 | 455.333 | Distributed from 923 Generation And Fuel | 2015 |  | CISO | Southern California Edison Co | 34.1312 | -117.4253 | California | 0 | 0 | 0 | 0 | 0 | 0.5 | 0 | 0 | 0 | 0 | 0
4186 | CA | Solar Photovoltaic Project #26 | 57245 | SO26L | 0 | OP | PV | SUN | 0.5 | 0.195 | 855.917 | 455.333 | Distributed from 923 Generation And Fuel | 2015 |  | CISO | Southern California Edison Co | 34.1312 | -117.4253 | California | 0 | 0 | 0 | 0 | 0 | 0.5 | 0 | 0 | 0 | 0 | 0
4187 | CA | Solar Photovoltaic Project #27 | 57246 | S027A | 0 | OP | PV | SUN | 0.5 | 0.182 | 797 | 424 | Distributed from 923 Generation And Fuel | 2015 |  | CISO | Southern California Edison Co | 34.1311 | -117.4217 | California | 0 | 0 | 0 | 0 | 0 | 0.5 | 0 | 0 | 0 | 0 | 0
4188 | CA | Solar Photovoltaic Project #27 | 57246 | S027B | 0 | OP | PV | SUN | 0.5 | 0.182 | 797 | 424 | Distributed from 923 Generation And Fuel | 2015 |  | CISO | Southern California Edison Co | 34.1311 | -117.4217 | California | 0 | 0 | 0 | 0 | 0 | 0.5 | 0 | 0 | 0 | 0 | 0
4189 | CA | Solar Photovoltaic Project #27 | 57246 | S027C | 0 | OP | PV | SUN | 0.5 | 0.182 | 797 | 424 | Distributed from 923 Generation And Fuel | 2015 |  | CISO | Southern California Edison Co | 34.1311 | -117.4217 | California | 0 | 0 | 0 | 0 | 0 | 0.5 | 0 | 0 | 0 | 0 | 0
4190 | CA | Solar Photovoltaic Project #27 | 57246 | S027D | 0 | OP | PV | SUN | 0.5 | 0.182 | 797 | 424 | Distributed from 923 Generation And Fuel | 2015 |  | CISO | Southern California Edison Co | 34.1311 | -117.4217 | California | 0 | 0 | 0 | 0 | 0 | 0.5 | 0 | 0 | 0 | 0 | 0
4193 | CA | Solar Photovoltaic Project #28 | 57247 | S028A | 0 | OP | PV | SUN | 0.5 | 0.181 | 791.857 | 421.286 | Distributed from 923 Generation And Fuel | 2015 |  | CISO | Southern California Edison Co | 34.0942 | -117.2742 | California | 0 | 0 | 0 | 0 | 0 | 0.5 | 0 | 0 | 0 | 0 | 0
4194 | CA | Solar Photovoltaic Project #28 | 57247 | S028B | 0 | OP | PV | SUN | 0.5 | 0.181 | 791.857 | 421.286 | Distributed from 923 Generation And Fuel | 2015 |  | CISO | Southern California Edison Co | 34.0942 | -117.2742 | California | 0 | 0 | 0 | 0 | 0 | 0.5 | 0 | 0 | 0 | 0 | 0
4195 | CA | Solar Photovoltaic Project #28 | 57247 | S028C | 0 | OP | PV | SUN | 0.5 | 0.181 | 791.857 | 421.286 | Distributed from 923 Generation And Fuel | 2015 |  | CISO | Southern California Edison Co | 34.0942 | -117.2742 | California | 0 | 0 | 0 | 0 | 0 | 0.5 | 0 | 0 | 0 | 0 | 0
4196 | CA | Solar Photovoltaic Project #28 | 57247 | S028D | 0 | OP | PV | SUN | 0.5 | 0.181 | 791.857 | 421.286 | Distributed from 923 Generation And Fuel | 2015 |  | CISO | Southern California Edison Co | 34.0942 | -117.2742 | California | 0 | 0 | 0 | 0 | 0 | 0.5 | 0 | 0 | 0 | 0 | 0
4197 | CA | Solar Photovoltaic Project #28 | 57247 | S028E | 0 | OP | PV | SUN | 0.5 | 0.181 | 791.857 | 421.286 | Distributed from 923 Generation And Fuel | 2015 |  | CISO | Southern California Edison Co | 34.0942 | -117.2742 | California | 0 | 0 | 0 | 0 | 0 | 0.5 | 0 | 0 | 0 | 0 | 0
4198 | CA | Solar Photovoltaic Project #28 | 57247 | S028F | 0 | OP | PV | SUN | 0.5 | 0.181 | 791.857 | 421.286 | Distributed from 923 Generation And Fuel | 2015 |  | CISO | Southern California Edison Co | 34.0942 | -117.2742 | California | 0 | 0 | 0 | 0 | 0 | 0.5 | 0 | 0 | 0 | 0 | 0
4199 | CA | Solar Photovoltaic Project #28 | 57247 | S028G | 0 | OP | PV | SUN | 0.5 | 0.181 | 791.857 | 421.286 | Distributed from 923 Generation And Fuel | 2015 |  | CISO | Southern California Edison Co | 34.0942 | -117.2742 | California | 0 | 0 | 0 | 0 | 0 | 0.5 | 0 | 0 | 0 | 0 | 0
4206 | CA | Solar Photovoltaic Project #32 | 57534 | S32A | 0 | OP | PV | SUN | 0.5 | 0.186 | 814.333 | 433.333 | Distributed from 923 Generation And Fuel | 2015 |  | CISO | Southern California Edison Co | 34.0317 | -117.5719 | California | 0 | 0 | 0 | 0 | 0 | 0.5 | 0 | 0 | 0 | 0 | 0
4207 | CA | Solar Photovoltaic Project #32 | 57534 | S32B | 0 | OP | PV | SUN | 0.5 | 0.186 | 814.333 | 433.333 | Distributed from 923 Generation And Fuel | 2015 |  | CISO | Southern California Edison Co | 34.0317 | -117.5719 | California | 0 | 0 | 0 | 0 | 0 | 0.5 | 0 | 0 | 0 | 0 | 0
4208 | CA | Solar Photovoltaic Project #32 | 57534 | S32C | 0 | OP | PV | SUN | 0.5 | 0.186 | 814.333 | 433.333 | Distributed from 923 Generation And Fuel | 2015 |  | CISO | Southern California Edison Co | 34.0317 | -117.5719 | California | 0 | 0 | 0 | 0 | 0 | 0.5 | 0 | 0 | 0 | 0 | 0
4209 | CA | Solar Photovoltaic Project #33 | 57535 | S33A | 0 | OP | PV | SUN | 0.5 | 0.172 | 753.5 | 401 | Distributed from 923 Generation And Fuel | 2015 |  | CISO | Southern California Edison Co | 34.0325 | -117.5692 | California | 0 | 0 | 0 | 0 | 0 | 0.5 | 0 | 0 | 0 | 0 | 0
4210 | CA | Solar Photovoltaic Project #33 | 57535 | S33B | 0 | OP | PV | SUN | 0.5 | 0.172 | 753.5 | 401 | Distributed from 923 Generation And Fuel | 2015 |  | CISO | Southern California Edison Co | 34.0325 | -117.5692 | California | 0 | 0 | 0 | 0 | 0 | 0.5 | 0 | 0 | 0 | 0 | 0
4251 | CA | Solar Photovoltaic Project #42 | 57441 | S42A | 0 | OP | PV | SUN | 0.5 | 0.2 | 878.1 | 467.1 | Distributed from 923 Generation And Fuel | 2012 |  | CISO | Southern California Edison Co | 36.0281 | -119.0747 | California | 0 | 0 | 0 | 0 | 0 | 0.5 | 0 | 0 | 0 | 0 | 0
4252 | CA | Solar Photovoltaic Project #42 | 57441 | S42B | 0 | OP | PV | SUN | 0.5 | 0.2 | 878.1 | 467.1 | Distributed from 923 Generation And Fuel | 2012 |  | CISO | Southern California Edison Co | 36.0281 | -119.0747 | California | 0 | 0 | 0 | 0 | 0 | 0.5 | 0 | 0 | 0 | 0 | 0
4253 | CA | Solar Photovoltaic Project #42 | 57441 | S42C | 0 | OP | PV | SUN | 0.5 | 0.2 | 878.1 | 467.1 | Distributed from 923 Generation And Fuel | 2012 |  | CISO | Southern California Edison Co | 36.0281 | -119.0747 | California | 0 | 0 | 0 | 0 | 0 | 0.5 | 0 | 0 | 0 | 0 | 0
4254 | CA | Solar Photovoltaic Project #42 | 57441 | S42D | 0 | OP | PV | SUN | 0.5 | 0.2 | 878.1 | 467.1 | Distributed from 923 Generation And Fuel | 2012 |  | CISO | Southern California Edison Co | 36.0281 | -119.0747 | California | 0 | 0 | 0 | 0 | 0 | 0.5 | 0 | 0 | 0 | 0 | 0
4255 | CA | Solar Photovoltaic Project #42 | 57441 | S42E | 0 | OP | PV | SUN | 0.5 | 0.2 | 878.1 | 467.1 | Distributed from 923 Generation And Fuel | 2012 |  | CISO | Southern California Edison Co | 36.0281 | -119.0747 | California | 0 | 0 | 0 | 0 | 0 | 0.5 | 0 | 0 | 0 | 0 | 0
4256 | CA | Solar Photovoltaic Project #42 | 57441 | S42F | 0 | OP | PV | SUN | 0.5 | 0.2 | 878.1 | 467.1 | Distributed from 923 Generation And Fuel | 2012 |  | CISO | Southern California Edison Co | 36.0281 | -119.0747 | California | 0 | 0 | 0 | 0 | 0 | 0.5 | 0 | 0 | 0 | 0 | 0
4257 | CA | Solar Photovoltaic Project #42 | 57441 | S42G | 0 | OP | PV | SUN | 0.5 | 0.2 | 878.1 | 467.1 | Distributed from 923 Generation And Fuel | 2012 |  | CISO | Southern California Edison Co | 36.0281 | -119.0747 | California | 0 | 0 | 0 | 0 | 0 | 0.5 | 0 | 0 | 0 | 0 | 0
4258 | CA | Solar Photovoltaic Project #42 | 57441 | S42H | 0 | OP | PV | SUN | 0.5 | 0.2 | 878.1 | 467.1 | Distributed from 923 Generation And Fuel | 2012 |  | CISO | Southern California Edison Co | 36.0281 | -119.0747 | California | 0 | 0 | 0 | 0 | 0 | 0.5 | 0 | 0 | 0 | 0 | 0
4259 | CA | Solar Photovoltaic Project #42 | 57441 | S42I | 0 | OP | PV | SUN | 0.5 | 0.2 | 878.1 | 467.1 | Distributed from 923 Generation And Fuel | 2012 |  | CISO | Southern California Edison Co | 36.0281 | -119.0747 | California | 0 | 0 | 0 | 0 | 0 | 0.5 | 0 | 0 | 0 | 0 | 0
4260 | CA | Solar Photovoltaic Project #42 | 57441 | S42J | 0 | OP | PV | SUN | 0.5 | 0.2 | 878.1 | 467.1 | Distributed from 923 Generation And Fuel | 2012 |  | CISO | Southern California Edison Co | 36.0281 | -119.0747 | California | 0 | 0 | 0 | 0 | 0 | 0.5 | 0 | 0 | 0 | 0 | 0
4261 | CA | Solar Photovoltaic Project #44 | 57540 | S44A | 0 | OP | PV | SUN | 0.5 | 0.175 | 768.062 | 408.625 | Distributed from 923 Generation And Fuel | 2015 |  | CISO | Southern California Edison Co | 33.8392 | -117.2208 | California | 0 | 0 | 0 | 0 | 0 | 0.5 | 0 | 0 | 0 | 0 | 0
4262 | CA | Solar Photovoltaic Project #44 | 57540 | S44B | 0 | OP | PV | SUN | 0.5 | 0.175 | 768.062 | 408.625 | Distributed from 923 Generation And Fuel | 2015 |  | CISO | Southern California Edison Co | 33.8392 | -117.2208 | California | 0 | 0 | 0 | 0 | 0 | 0.5 | 0 | 0 | 0 | 0 | 0
4263 | CA | Solar Photovoltaic Project #44 | 57540 | S44C | 0 | OP | PV | SUN | 0.5 | 0.175 | 768.062 | 408.625 | Distributed from 923 Generation And Fuel | 2015 |  | CISO | Southern California Edison Co | 33.8392 | -117.2208 | California | 0 | 0 | 0 | 0 | 0 | 0.5 | 0 | 0 | 0 | 0 | 0
4264 | CA | Solar Photovoltaic Project #44 | 57540 | S44D | 0 | OP | PV | SUN | 0.5 | 0.175 | 768.062 | 408.625 | Distributed from 923 Generation And Fuel | 2015 |  | CISO | Southern California Edison Co | 33.8392 | -117.2208 | California | 0 | 0 | 0 | 0 | 0 | 0.5 | 0 | 0 | 0 | 0 | 0
4265 | CA | Solar Photovoltaic Project #44 | 57540 | S44E | 0 | OP | PV | SUN | 0.5 | 0.175 | 768.062 | 408.625 | Distributed from 923 Generation And Fuel | 2015 |  | CISO | Southern California Edison Co | 33.8392 | -117.2208 | California | 0 | 0 | 0 | 0 | 0 | 0.5 | 0 | 0 | 0 | 0 | 0
4266 | CA | Solar Photovoltaic Project #44 | 57540 | S44F | 0 | OP | PV | SUN | 0.5 | 0.175 | 768.062 | 408.625 | Distributed from 923 Generation And Fuel | 2015 |  | CISO | Southern California Edison Co | 33.8392 | -117.2208 | California | 0 | 0 | 0 | 0 | 0 | 0.5 | 0 | 0 | 0 | 0 | 0
4267 | CA | Solar Photovoltaic Project #44 | 57540 | S44G | 0 | OP | PV | SUN | 0.5 | 0.175 | 768.062 | 408.625 | Distributed from 923 Generation And Fuel | 2015 |  | CISO | Southern California Edison Co | 33.8392 | -117.2208 | California | 0 | 0 | 0 | 0 | 0 | 0.5 | 0 | 0 | 0 | 0 | 0
4268 | CA | Solar Photovoltaic Project #44 | 57540 | S44H | 0 | OP | PV | SUN | 0.5 | 0.175 | 768.062 | 408.625 | Distributed from 923 Generation And Fuel | 2015 |  | CISO | Southern California Edison Co | 33.8392 | -117.2208 | California | 0 | 0 | 0 | 0 | 0 | 0.5 | 0 | 0 | 0 | 0 | 0
4269 | CA | Solar Photovoltaic Project #44 | 57540 | S44I | 0 | OP | PV | SUN | 0.5 | 0.175 | 768.062 | 408.625 | Distributed from 923 Generation And Fuel | 2015 |  | CISO | Southern California Edison Co | 33.8392 | -117.2208 | California | 0 | 0 | 0 | 0 | 0 | 0.5 | 0 | 0 | 0 | 0 | 0
4270 | CA | Solar Photovoltaic Project #44 | 57540 | S44J | 0 | OP | PV | SUN | 0.5 | 0.175 | 768.062 | 408.625 | Distributed from 923 Generation And Fuel | 2015 |  | CISO | Southern California Edison Co | 33.8392 | -117.2208 | California | 0 | 0 | 0 | 0 | 0 | 0.5 | 0 | 0 | 0 | 0 | 0
4271 | CA | Solar Photovoltaic Project #44 | 57540 | S44K | 0 | OP | PV | SUN | 0.5 | 0.175 | 768.062 | 408.625 | Distributed from 923 Generation And Fuel | 2015 |  | CISO | Southern California Edison Co | 33.8392 | -117.2208 | California | 0 | 0 | 0 | 0 | 0 | 0.5 | 0 | 0 | 0 | 0 | 0
4272 | CA | Solar Photovoltaic Project #44 | 57540 | S44L | 0 | OP | PV | SUN | 0.5 | 0.175 | 768.062 | 408.625 | Distributed from 923 Generation And Fuel | 2015 |  | CISO | Southern California Edison Co | 33.8392 | -117.2208 | California | 0 | 0 | 0 | 0 | 0 | 0.5 | 0 | 0 | 0 | 0 | 0
4273 | CA | Solar Photovoltaic Project #44 | 57540 | S44M | 0 | OP | PV | SUN | 0.5 | 0.175 | 768.062 | 408.625 | Distributed from 923 Generation And Fuel | 2015 |  | CISO | Southern California Edison Co | 33.8392 | -117.2208 | California | 0 | 0 | 0 | 0 | 0 | 0.5 | 0 | 0 | 0 | 0 | 0
4274 | CA | Solar Photovoltaic Project #44 | 57540 | S44N | 0 | OP | PV | SUN | 0.5 | 0.175 | 768.062 | 408.625 | Distributed from 923 Generation And Fuel | 2015 |  | CISO | Southern California Edison Co | 33.8392 | -117.2208 | California | 0 | 0 | 0 | 0 | 0 | 0.5 | 0 | 0 | 0 | 0 | 0
4275 | CA | Solar Photovoltaic Project #44 | 57540 | S44O | 0 | OP | PV | SUN | 0.5 | 0.175 | 768.062 | 408.625 | Distributed from 923 Generation And Fuel | 2015 |  | CISO | Southern California Edison Co | 33.8392 | -117.2208 | California | 0 | 0 | 0 | 0 | 0 | 0.5 | 0 | 0 | 0 | 0 | 0
4276 | CA | Solar Photovoltaic Project #44 | 57540 | S44P | 0 | OP | PV | SUN | 0.5 | 0.175 | 768.062 | 408.625 | Distributed from 923 Generation And Fuel | 2015 |  | CISO | Southern California Edison Co | 33.8392 | -117.2208 | California | 0 | 0 | 0 | 0 | 0 | 0.5 | 0 | 0 | 0 | 0 | 0
4291 | CA | Solar Photovoltaic Project #48 | 57900 | S48A | 0 | OP | PV | SUN | 0.5 | 0.159 | 695.4 | 370 | Distributed from 923 Generation And Fuel | 2015 |  | CISO | Southern California Edison Co | 34.0811 | -117.2281 | California | 0 | 0 | 0 | 0 | 0 | 0.5 | 0 | 0 | 0 | 0 | 0
4292 | CA | Solar Photovoltaic Project #48 | 57900 | S48B | 0 | OP | PV | SUN | 0.5 | 0.159 | 695.4 | 370 | Distributed from 923 Generation And Fuel | 2015 |  | CISO | Southern California Edison Co | 34.0811 | -117.2281 | California | 0 | 0 | 0 | 0 | 0 | 0.5 | 0 | 0 | 0 | 0 | 0
4293 | CA | Solar Photovoltaic Project #48 | 57900 | S48C | 0 | OP | PV | SUN | 0.5 | 0.159 | 695.4 | 370 | Distributed from 923 Generation And Fuel | 2015 |  | CISO | Southern California Edison Co | 34.0811 | -117.2281 | California | 0 | 0 | 0 | 0 | 0 | 0.5 | 0 | 0 | 0 | 0 | 0
4294 | CA | Solar Photovoltaic Project #48 | 57900 | S48D | 0 | OP | PV | SUN | 0.5 | 0.159 | 695.4 | 370 | Distributed from 923 Generation And Fuel | 2015 |  | CISO | Southern California Edison Co | 34.0811 | -117.2281 | California | 0 | 0 | 0 | 0 | 0 | 0.5 | 0 | 0 | 0 | 0 | 0
4295 | CA | Solar Photovoltaic Project #48 | 57900 | S48E | 0 | OP | PV | SUN | 0.5 | 0.159 | 695.4 | 370 | Distributed from 923 Generation And Fuel | 2015 |  | CISO | Southern California Edison Co | 34.0811 | -117.2281 | California | 0 | 0 | 0 | 0 | 0 | 0.5 | 0 | 0 | 0 | 0 | 0
4296 | CA | Solar Photovoltaic Project #48 | 57900 | S48F | 0 | OP | PV | SUN | 0.5 | 0.159 | 695.4 | 370 | Distributed from 923 Generation And Fuel | 2015 |  | CISO | Southern California Edison Co | 34.0811 | -117.2281 | California | 0 | 0 | 0 | 0 | 0 | 0.5 | 0 | 0 | 0 | 0 | 0
4297 | CA | Solar Photovoltaic Project #48 | 57900 | S48G | 0 | OP | PV | SUN | 0.5 | 0.159 | 695.4 | 370 | Distributed from 923 Generation And Fuel | 2015 |  | CISO | Southern California Edison Co | 34.0811 | -117.2281 | California | 0 | 0 | 0 | 0 | 0 | 0.5 | 0 | 0 | 0 | 0 | 0
4298 | CA | Solar Photovoltaic Project #48 | 57900 | S48H | 0 | OP | PV | SUN | 0.5 | 0.159 | 695.4 | 370 | Distributed from 923 Generation And Fuel | 2015 |  | CISO | Southern California Edison Co | 34.0811 | -117.2281 | California | 0 | 0 | 0 | 0 | 0 | 0.5 | 0 | 0 | 0 | 0 | 0
4299 | CA | Solar Photovoltaic Project #48 | 57900 | S48I | 0 | OP | PV | SUN | 0.5 | 0.159 | 695.4 | 370 | Distributed from 923 Generation And Fuel | 2015 |  | CISO | Southern California Edison Co | 34.0811 | -117.2281 | California | 0 | 0 | 0 | 0 | 0 | 0.5 | 0 | 0 | 0 | 0 | 0
4300 | CA | Solar Photovoltaic Project #48 | 57900 | S48J | 0 | OP | PV | SUN | 0.5 | 0.159 | 695.4 | 370 | Distributed from 923 Generation And Fuel | 2015 |  | CISO | Southern California Edison Co | 34.0811 | -117.2281 | California | 0 | 0 | 0 | 0 | 0 | 0.5 | 0 | 0 | 0 | 0 | 0
4301 | CA | Solar Star 1 | 58388 | AVS1 | 0 | OP | PV | SUN | 39 | 0.244 | 83292.962 | 40311.038 | Distributed from 923 Generation And Fuel | 2014 |  | CISO | Southern California Edison Co | 34.8181 | -118.4036 | California | 0 | 0 | 0 | 0 | 0 | 39 | 0 | 0 | 0 | 0 | 0
4302 | CA | Solar Star 1 | 58388 | SS11 | 0 | OP | PV | SUN | 54 | 0.244 | 115328.717 | 55815.283 | Distributed from 923 Generation And Fuel | 2015 |  | CISO | Southern California Edison Co | 34.8181 | -118.4036 | California | 0 | 0 | 0 | 0 | 0 | 54 | 0 | 0 | 0 | 0 | 0
4303 | CA | Solar Star 1 | 58388 | SS12 | 0 | OP | PV | SUN | 54 | 0.244 | 115328.717 | 55815.283 | Distributed from 923 Generation And Fuel | 2015 |  | CISO | Southern California Edison Co | 34.8181 | -118.4036 | California | 0 | 0 | 0 | 0 | 0 | 54 | 0 | 0 | 0 | 0 | 0
4304 | CA | Solar Star 1 | 58388 | SS13 | 0 | OP | PV | SUN | 58.5 | 0.244 | 124939.443 | 60466.557 | Distributed from 923 Generation And Fuel | 2014 |  | CISO | Southern California Edison Co | 34.8181 | -118.4036 | California | 0 | 0 | 0 | 0 | 0 | 58.5 | 0 | 0 | 0 | 0 | 0
4305 | CA | Solar Star 1 | 58388 | SS14 | 0 | OP | PV | SUN | 33 | 0.244 | 70478.66 | 34109.34 | Distributed from 923 Generation And Fuel | 2015 |  | CISO | Southern California Edison Co | 34.8181 | -118.4036 | California | 0 | 0 | 0 | 0 | 0 | 33 | 0 | 0 | 0 | 0 | 0
4306 | CA | Solar Star 1 | 58388 | SS15 | 0 | OP | PV | SUN | 15 | 0.244 | 32035.755 | 15504.245 | Distributed from 923 Generation And Fuel | 2014 |  | CISO | Southern California Edison Co | 34.8181 | -118.4036 | California | 0 | 0 | 0 | 0 | 0 | 15 | 0 | 0 | 0 | 0 | 0
4307 | CA | Solar Star 1 | 58388 | SS16 | 0 | OP | PV | SUN | 64.5 | 0.244 | 137753.745 | 66668.255 | Distributed from 923 Generation And Fuel | 2014 |  | CISO | Southern California Edison Co | 34.8181 | -118.4036 | California | 0 | 0 | 0 | 0 | 0 | 64.5 | 0 | 0 | 0 | 0 | 0
4308 | CA | Solar Star 2 | 58389 | AVS2 | 0 | OP | PV | SUN | 19.5 | 0.314 | 53666.796 | 28612.93 | Distributed from 923 Generation And Fuel | 2014 |  | CISO | Southern California Edison Co | 34.8486 | -118.3528 | California | 0 | 0 | 0 | 0 | 0 | 19.5 | 0 | 0 | 0 | 0 | 0
4309 | CA | Solar Star 2 | 58389 | SS21 | 0 | OP | PV | SUN | 60 | 0.314 | 165128.602 | 88039.785 | Distributed from 923 Generation And Fuel | 2014 |  | CISO | Southern California Edison Co | 34.8486 | -118.3528 | California | 0 | 0 | 0 | 0 | 0 | 60 | 0 | 0 | 0 | 0 | 0
4310 | CA | Solar Star 2 | 58389 | SS22 | 0 | OP | PV | SUN | 55.5 | 0.314 | 152743.957 | 81436.801 | Distributed from 923 Generation And Fuel | 2014 |  | CISO | Southern California Edison Co | 34.8486 | -118.3528 | California | 0 | 0 | 0 | 0 | 0 | 55.5 | 0 | 0 | 0 | 0 | 0
4311 | CA | Solar Star 2 | 58389 | SS23 | 0 | OP | PV | SUN | 48 | 0.314 | 132102.882 | 70431.828 | Distributed from 923 Generation And Fuel | 2014 |  | CISO | Southern California Edison Co | 34.8486 | -118.3528 | California | 0 | 0 | 0 | 0 | 0 | 48 | 0 | 0 | 0 | 0 | 0
4312 | CA | Solar Star 2 | 58389 | SS24 | 0 | OP | PV | SUN | 43.5 | 0.314 | 119718.237 | 63828.844 | Distributed from 923 Generation And Fuel | 2015 |  | CISO | Southern California Edison Co | 34.8486 | -118.3528 | California | 0 | 0 | 0 | 0 | 0 | 43.5 | 0 | 0 | 0 | 0 | 0
4313 | CA | Solar Star 2 | 58389 | SS25 | 0 | OP | PV | SUN | 52.5 | 0.314 | 144487.527 | 77034.812 | Distributed from 923 Generation And Fuel | 2014 |  | CISO | Southern California Edison Co | 34.8486 | -118.3528 | California | 0 | 0 | 0 | 0 | 0 | 52.5 | 0 | 0 | 0 | 0 | 0
4315 | CA | Solar Star California, XLI, LLC | 60591 | RS1 | 0 | OP | PV | SUN | 54 | 0.033 | 15428 | 0 | Distributed from 923 Generation And Fuel | 2016 |  | CISO | Southern California Edison Co | 34.839 | -118.3868 | California | 0 | 0 | 0 | 0 | 0 | 54 | 0 | 0 | 0 | 0 | 0
4316 | CA | Solar Star California, XLIV, LLC | 60869 | PB1 | 0 | OP | PV | SUN | 9.5 | 0.011 | 913 | 0 | Distributed from 923 Generation And Fuel | 2016 |  | CISO | Southern California Edison Co | 34.5119 | -117.9228 | California | 0 | 0 | 0 | 0 | 0 | 9.5 | 0 | 0 | 0 | 0 | 0
4317 | CA | Solverde 1 | 60185 | SOLV1 | 0 | OP | PV | SUN | 85 | 0.004 | 3104 | 0 | Distributed from 923 Generation And Fuel | 2016 |  | CISO | Southern California Edison Co | 34.6557 | -118.2982 | California | 0 | 0 | 0 | 0 | 0 | 85 | 0 | 0 | 0 | 0 | 0
4318 | CA | Sonoma California Geothermal | 510 | 1 | 0 | OP | ST | GEO | 78 | 0.355 | 242482 | 126510 | Distributed from 923 Generation And Fuel | 1983 |  | CISO | Pacific Gas & Electric Co | 38.7903 | -122.7559 | California | 0 | 0 | 0 | 0 | 0 | 0 | 0 | 0 | 0 | 78 | 0
4319 | CA | Sonoma Central Landfill Phase I | 55752 | P-11 | 0 | OP | IC | LFG | 0.8 | 0.565 | 3962.25 | 1687.25 | Distributed from 923 Generation And Fuel | 1993 |  | CISO | Pacific Gas & Electric Co | 38.3017 | -122.7489 | California | 0 | 0 | 0 | 0 | 0 | 0 | 0 | 0 | 0 | 0.8 | 0
4320 | CA | Sonoma Central Landfill Phase I | 55752 | P-12 | 0 | OP | IC | LFG | 0.8 | 0.565 | 3962.25 | 1687.25 | Distributed from 923 Generation And Fuel | 1993 |  | CISO | Pacific Gas & Electric Co | 38.3017 | -122.7489 | California | 0 | 0 | 0 | 0 | 0 | 0 | 0 | 0 | 0 | 0.8 | 0
4321 | CA | Sonoma Central Landfill Phase I | 55752 | P-13 | 0 | OP | IC | LFG | 0.8 | 0.565 | 3962.25 | 1687.25 | Distributed from 923 Generation And Fuel | 1993 |  | CISO | Pacific Gas & Electric Co | 38.3017 | -122.7489 | California | 0 | 0 | 0 | 0 | 0 | 0 | 0 | 0 | 0 | 0.8 | 0
4322 | CA | Sonoma Central Landfill Phase I | 55752 | P-14 | 0 | OP | IC | LFG | 0.8 | 0.565 | 3962.25 | 1687.25 | Distributed from 923 Generation And Fuel | 1993 |  | CISO | Pacific Gas & Electric Co | 38.3017 | -122.7489 | California | 0 | 0 | 0 | 0 | 0 | 0 | 0 | 0 | 0 | 0.8 | 0
4323 | CA | Sonoma Central Landfill Phase II | 55753 | P-21 | 0 | OP | IC | LFG | 0.8 | 0.552 | 3865 | 1645.75 | Distributed from 923 Generation And Fuel | 1996 |  | CISO | Pacific Gas & Electric Co | 38.3017 | -122.7489 | California | 0 | 0 | 0 | 0 | 0 | 0 | 0 | 0 | 0 | 0.8 | 0
4324 | CA | Sonoma Central Landfill Phase II | 55753 | P-22 | 0 | OP | IC | LFG | 0.8 | 0.552 | 3865 | 1645.75 | Distributed from 923 Generation And Fuel | 1996 |  | CISO | Pacific Gas & Electric Co | 38.3017 | -122.7489 | California | 0 | 0 | 0 | 0 | 0 | 0 | 0 | 0 | 0 | 0.8 | 0
4325 | CA | Sonoma Central Landfill Phase II | 55753 | P-23 | 0 | OP | IC | LFG | 0.8 | 0.552 | 3865 | 1645.75 | Distributed from 923 Generation And Fuel | 1996 |  | CISO | Pacific Gas & Electric Co | 38.3017 | -122.7489 | California | 0 | 0 | 0 | 0 | 0 | 0 | 0 | 0 | 0 | 0.8 | 0
4326 | CA | Sonoma Central Landfill Phase II | 55753 | P-24 | 0 | OP | IC | LFG | 0.8 | 0.552 | 3865 | 1645.75 | Distributed from 923 Generation And Fuel | 1996 |  | CISO | Pacific Gas & Electric Co | 38.3017 | -122.7489 | California | 0 | 0 | 0 | 0 | 0 | 0 | 0 | 0 | 0 | 0.8 | 0
4329 | CA | Sonoma County Fuel Cell | 57793 | FC-1 | 0 | OP | FC | NG | 1.4 | 0.38 | 4663 | 2188 | Distributed from 923 Generation And Fuel | 2010 |  | CISO | Pacific Gas & Electric Co | 38.4667 | -122.7234 | California | 0 | 1.4 | 0 | 0 | 0 | 0 | 0 | 0 | 0 | 0 | 0
4330 | CA | Sonora 1 | 58578 | SON1 | 0 | OP | PV | SUN | 1.5 | 0.288 | 3790 | 2016 | Distributed from 923 Generation And Fuel | 2013 |  | CISO | Pacific Gas & Electric Co | 37.8898 | -120.5287 | California | 0 | 0 | 0 | 0 | 0 | 1.5 | 0 | 0 | 0 | 0 | 0
4332 | CA | South | 280 | 1 | 0 | OP | HY | WAT | 6.7 | 0.347 | 20390 | 10653 | Distributed from 923 Generation And Fuel | 1979 |  | CISO | Pacific Gas & Electric Co | 40.3954 | -121.8792 | California | 0 | 0 | 0 | 0 | 0 | 0 | 0 | 6.7 | 0 | 0 | 0
4333 | CA | South Bay Fuel Cell Plant | 57770 | SBFC | 0 | OP | FC | OBG | 1.5 | 0.423 | 5561 | 2418 | Distributed from 923 Generation And Fuel | 2012 |  | CISO | San Diego Gas & Electric Co | 32.5433 | -117.0678 | California | 0 | 0 | 0 | 0 | 0 | 0 | 0 | 0 | 0 | 1.5 | 0
4334 | CA | South Belridge Cogeneration Facility | 50752 | GEN1 | 0 | OP | GT | NG | 31.4 | 0.52 | 142973.667 | 67076 | Distributed from 923 Generation And Fuel | 1985 |  | CISO | Pacific Gas & Electric Co | 35.4386 | -119.7075 | California | 0 | 31.4 | 0 | 0 | 0 | 0 | 0 | 0 | 0 | 0 | 0
4335 | CA | South Belridge Cogeneration Facility | 50752 | GEN2 | 0 | OP | GT | NG | 31.4 | 0.52 | 142973.667 | 67076 | Distributed from 923 Generation And Fuel | 1985 |  | CISO | Pacific Gas & Electric Co | 35.4386 | -119.7075 | California | 0 | 31.4 | 0 | 0 | 0 | 0 | 0 | 0 | 0 | 0 | 0
4336 | CA | South Belridge Cogeneration Facility | 50752 | GEN3 | 0 | OP | GT | NG | 31.4 | 0.52 | 142973.667 | 67076 | Distributed from 923 Generation And Fuel | 1986 |  | CISO | Pacific Gas & Electric Co | 35.4386 | -119.7075 | California | 0 | 31.4 | 0 | 0 | 0 | 0 | 0 | 0 | 0 | 0 | 0
4337 | CA | Southeast Kern River Cogen | 50751 | GTG1 | 0 | OP | GT | NG | 24 | 0.51 | 107309.61 | 50343.896 | Distributed from 923 Generation And Fuel | 1989 |  | CISO | Pacific Gas & Electric Co | 35.4206 | -118.9644 | California | 0 | 24 | 0 | 0 | 0 | 0 | 0 | 0 | 0 | 0 | 0
4340 | CA | Southeast Resource Recovery | 50837 | GEN1 | 3 | OP | ST | MSW | 35.6 | 0.513 | 159898 | 83472 | EIA-923 Generator File | 1988 |  | CISO | Southern California Edison Co | 33.7592 | -118.2399 | California | 0 | 0 | 0 | 0 | 0 | 0 | 0 | 0 | 0 | 35.6 | 0
4345 | CA | Spaulding 1 | 281 | 1 | 0 | OP | HY | WAT | 7 | 0.273 | 16756 | 8754 | Distributed from 923 Generation And Fuel | 1928 |  | CISO | Pacific Gas & Electric Co | 39.3246 | -120.6448 | California | 0 | 0 | 0 | 0 | 0 | 0 | 0 | 7 | 0 | 0 | 0
4346 | CA | Spaulding 2 | 282 | 1 | 0 | OP | HY | WAT | 3.7 | 0.029 | 948 | 495 | Distributed from 923 Generation And Fuel | 1928 |  | CISO | Pacific Gas & Electric Co | 39.3246 | -120.6454 | California | 0 | 0 | 0 | 0 | 0 | 0 | 0 | 3.7 | 0 | 0 | 0
4347 | CA | Spaulding 3 | 283 | 1 | 0 | OP | HY | WAT | 6.6 | 0.3 | 17352 | 9065 | Distributed from 923 Generation And Fuel | 1929 |  | CISO | Pacific Gas & Electric Co | 39.3377 | -120.6355 | California | 0 | 0 | 0 | 0 | 0 | 0 | 0 | 6.6 | 0 | 0 | 0
4348 | CA | SPI Anderson 2 | 59658 | GEN1 | 1 | OP | ST | WDS | 30.2 | 0.457 | 121016.33 | 69483 | EIA-923 Generator File | 2015 |  | CISO | Pacific Gas & Electric Co | 40.4723 | -122.3242 | California | 0 | 0 | 0 | 0 | 0 | 0 | 0 | 0 | 0 | 30.2 | 0
4349 | CA | Spicer Meadow Project | 54554 | GEN1 | 0 | OP | HY | WAT | 2.7 | 0.222 | 5248.983 | 2742.102 | Distributed from 923 Generation And Fuel | 1989 |  | CISO | Pacific Gas & Electric Co | 38.3914 | -120.0008 | California | 0 | 0 | 0 | 0 | 0 | 0 | 0 | 2.7 | 0 | 0 | 0
4350 | CA | Spicer Meadow Project | 54554 | GEN2 | 0 | OP | HY | WAT | 2.7 | 0.222 | 5248.983 | 2742.102 | Distributed from 923 Generation And Fuel | 1989 |  | CISO | Pacific Gas & Electric Co | 38.3914 | -120.0008 | California | 0 | 0 | 0 | 0 | 0 | 0 | 0 | 2.7 | 0 | 0 | 0
4351 | CA | Spicer Meadow Project | 54554 | GEN3 | 0 | OP | HY | WAT | 0.5 | 0.222 | 972.034 | 507.797 | Distributed from 923 Generation And Fuel | 1989 |  | CISO | Pacific Gas & Electric Co | 38.3914 | -120.0008 | California | 0 | 0 | 0 | 0 | 0 | 0 | 0 | 0.5 | 0 | 0 | 0
4355 | CA | Spring Gap | 284 | 1 | 0 | OP | HY | WAT | 6 | 0.662 | 34819 | 18191 | Distributed from 923 Generation And Fuel | 1921 |  | CISO | Pacific Gas & Electric Co | 38.1865 | -120.1117 | California | 0 | 0 | 0 | 0 | 0 | 0 | 0 | 6 | 0 | 0 | 0
4357 | CA | Springbok Solar Farm 1 | 59532 | SB1 | 0 | OP | PV | SUN | 105 | 0.137 | 125680 | 74687 | Distributed from 923 Generation And Fuel | 2016 |  | LDWP | Los Angeles Department of Water & Power | 35.2492 | -117.9553 | California | 0 | 0 | 0 | 0 | 0 | 105 | 0 | 0 | 0 | 0 | 0
4358 | CA | Springbok Solar Farm 2 | 59840 | SB2 | 0 | OP | PV | SUN | 155 | 0.058 | 79192 | 9872 | Distributed from 923 Generation And Fuel | 2016 |  | LDWP | Los Angeles Department of Water & Power | 35.25 | -117.9768 | California | 0 | 0 | 0 | 0 | 0 | 155 | 0 | 0 | 0 | 0 | 0
4359 | CA | Springs Generating Station | 56144 | 1 | 0 | OP | GT | NG | 10 | 0 | 0.25 | 0 | Distributed from 923 Generation And Fuel | 2002 |  | CISO | City of Riverside - (CA) | 33.9308 | -117.2933 | California | 0 | 10 | 0 | 0 | 0 | 0 | 0 | 0 | 0 | 0 | 0
4360 | CA | Springs Generating Station | 56144 | 2 | 0 | OP | GT | NG | 10 | 0 | 0.25 | 0 | Distributed from 923 Generation And Fuel | 2002 |  | CISO | City of Riverside - (CA) | 33.9308 | -117.2933 | California | 0 | 10 | 0 | 0 | 0 | 0 | 0 | 0 | 0 | 0 | 0
4361 | CA | Springs Generating Station | 56144 | 3 | 0 | OP | GT | NG | 10 | 0 | 0.25 | 0 | Distributed from 923 Generation And Fuel | 2002 |  | CISO | City of Riverside - (CA) | 33.9308 | -117.2933 | California | 0 | 10 | 0 | 0 | 0 | 0 | 0 | 0 | 0 | 0 | 0
4362 | CA | Springs Generating Station | 56144 | 4 | 0 | OP | GT | NG | 10 | 0 | 0.25 | 0 | Distributed from 923 Generation And Fuel | 2002 |  | CISO | City of Riverside - (CA) | 33.9308 | -117.2933 | California | 0 | 10 | 0 | 0 | 0 | 0 | 0 | 0 | 0 | 0 | 0
4363 | CA | Springville Hydroelectric | 56125 | 4152 | 0 | OP | HY | WAT | 1 | 0.133 | 1167 | 610 | Distributed from 923 Generation And Fuel | 1994 |  | CISO | Southern California Edison Co | 34.2253 | -119.0858 | California | 0 | 0 | 0 | 0 | 0 | 0 | 0 | 1 | 0 | 0 | 0
4385 | CA | SRI International Cogen Project | 50537 | GEN1 | 0 | OP | GT | NG | 6 | 0.581 | 30523 | 14320 | Distributed from 923 Generation And Fuel | 1987 |  | CISO | Pacific Gas & Electric Co | 37.4553 | -122.1728 | California | 0 | 6 | 0 | 0 | 0 | 0 | 0 | 0 | 0 | 0 | 0
4388 | CA | Stanislaus | 285 | HC1 | 0 | OP | HY | WAT | 81.9 | 0.561 | 402166 | 190833 | Distributed from 923 Generation And Fuel | 1963 |  | CISO | Pacific Gas & Electric Co | 38.139 | -120.3703 | California | 0 | 0 | 0 | 0 | 0 | 0 | 0 | 81.9 | 0 | 0 | 0
4392 | CA | Staples La Mirada, CA | 57683 | 1 | 0 | OP | PV | SUN | 1.1 | 0.092 | 885 | 471 | Distributed from 923 Generation And Fuel | 2009 |  | CISO | Southern California Edison Co | 33.8817 | -118.0175 | California | 0 | 0 | 0 | 0 | 0 | 1.1 | 0 | 0 | 0 | 0 | 0
4393 | CA | Starbucks - Evolution Fresh | 59804 | SBK00 | 0 | OP | FC | NG | 1.1 | 0.728 | 7018 | 3292 | Distributed from 923 Generation And Fuel | 2014 |  | CISO | Rancho Cucamonga Municipal Utility | 34.0937 | -117.551 | California | 0 | 1.1 | 0 | 0 | 0 | 0 | 0 | 0 | 0 | 0 | 0
4394 | CA | Stateline Solar | 58646 | STL | 0 | OP | PV | SUN | 75.9 | 0.209 | 138825.788 | 72074.082 | Distributed from 923 Generation And Fuel | 2015 |  | CISO | Southern California Edison Co | 35.6 | -115.4 | California | 0 | 0 | 0 | 0 | 0 | 75.9 | 0 | 0 | 0 | 0 | 0
4395 | CA | Stateline Solar | 58646 | STL2 | 0 | OP | PV | SUN | 34.1 | 0.209 | 62371.006 | 32381.11 | Distributed from 923 Generation And Fuel | 2015 |  | CISO | Southern California Edison Co | 35.6 | -115.4 | California | 0 | 0 | 0 | 0 | 0 | 34.1 | 0 | 0 | 0 | 0 | 0
4396 | CA | Stateline Solar | 58646 | STL3 | 0 | OP | PV | SUN | 37.9 | 0.209 | 69321.441 | 35989.562 | Distributed from 923 Generation And Fuel | 2016 |  | CISO | Southern California Edison Co | 35.6 | -115.4 | California | 0 | 0 | 0 | 0 | 0 | 37.9 | 0 | 0 | 0 | 0 | 0
4397 | CA | Stateline Solar | 58646 | STL4 | 0 | OP | PV | SUN | 37.9 | 0.209 | 69321.441 | 35989.562 | Distributed from 923 Generation And Fuel | 2016 |  | CISO | Southern California Edison Co | 35.6 | -115.4 | California | 0 | 0 | 0 | 0 | 0 | 37.9 | 0 | 0 | 0 | 0 | 0
4398 | CA | Stateline Solar | 58646 | STL5 | 0 | OP | PV | SUN | 37.9 | 0.209 | 69321.441 | 35989.562 | Distributed from 923 Generation And Fuel | 2016 |  | CISO | Southern California Edison Co | 35.6 | -115.4 | California | 0 | 0 | 0 | 0 | 0 | 37.9 | 0 | 0 | 0 | 0 | 0
4399 | CA | Stateline Solar | 58646 | STL6 | 0 | OP | PV | SUN | 37.9 | 0.209 | 69321.441 | 35989.562 | Distributed from 923 Generation And Fuel | 2016 |  | CISO | Southern California Edison Co | 35.6 | -115.4 | California | 0 | 0 | 0 | 0 | 0 | 37.9 | 0 | 0 | 0 | 0 | 0
4400 | CA | Stateline Solar | 58646 | STL7 | 0 | OP | PV | SUN | 37.9 | 0.209 | 69321.441 | 35989.562 | Distributed from 923 Generation And Fuel | 2016 |  | CISO | Southern California Edison Co | 35.6 | -115.4 | California | 0 | 0 | 0 | 0 | 0 | 37.9 | 0 | 0 | 0 | 0 | 0
4401 | CA | Stockton Biomass | 54238 | STG | 3 | OP | ST | WDS | 54 | 0.739 | 349636 | 154098 | EIA-923 Generator File | 1987 |  | CISO | Pacific Gas & Electric Co | 37.9436 | -121.3304 | California | 0 | 0 | 0 | 0 | 0 | 0 | 0 | 0 | 0 | 54 | 0
4402 | CA | Stony Gorge | 7151 | 1 | 0 | OP | HY | WAT | 2.5 | 0.199 | 4364.5 | 2280 | Distributed from 923 Generation And Fuel | 1986 |  | CISO | City of Santa Clara - (CA) | 39.5869 | -122.5332 | California | 0 | 0 | 0 | 0 | 0 | 0 | 0 | 2.5 | 0 | 0 | 0
4403 | CA | Stony Gorge | 7151 | 2 | 0 | OP | HY | WAT | 2.5 | 0.199 | 4364.5 | 2280 | Distributed from 923 Generation And Fuel | 1986 |  | CISO | City of Santa Clara - (CA) | 39.5869 | -122.5332 | California | 0 | 0 | 0 | 0 | 0 | 0 | 0 | 2.5 | 0 | 0 | 0
4405 | CA | Stroud Solar Station | 57497 | 1 | 0 | OP | PV | SUN | 20 | 0.22 | 38539 | 20503 | Distributed from 923 Generation And Fuel | 2011 |  | CISO | Pacific Gas & Electric Co | 36.5314 | -120.1069 | California | 0 | 0 | 0 | 0 | 0 | 20 | 0 | 0 | 0 | 0 | 0
4406 | CA | Subregional Water Reclamation Facility | 58960 | S200 | 0 | OP | IC | OBG | 1.1 | 0.287 | 2764.25 | 1194 | Distributed from 923 Generation And Fuel | 2013 |  | CISO | Pacific Gas & Electric Co | 38.3689 | -122.7658 | California | 0 | 0 | 0 | 0 | 0 | 0 | 0 | 0 | 0 | 1.1 | 0
4407 | CA | Subregional Water Reclamation Facility | 58960 | S201 | 0 | OP | IC | OBG | 1.1 | 0.287 | 2764.25 | 1194 | Distributed from 923 Generation And Fuel | 2013 |  | CISO | Pacific Gas & Electric Co | 38.3689 | -122.7658 | California | 0 | 0 | 0 | 0 | 0 | 0 | 0 | 0 | 0 | 1.1 | 0
4408 | CA | Subregional Water Reclamation Facility | 58960 | S202 | 0 | OP | IC | OBG | 1.1 | 0.287 | 2764.25 | 1194 | Distributed from 923 Generation And Fuel | 2013 |  | CISO | Pacific Gas & Electric Co | 38.3689 | -122.7658 | California | 0 | 0 | 0 | 0 | 0 | 0 | 0 | 0 | 0 | 1.1 | 0
4409 | CA | Subregional Water Reclamation Facility | 58960 | S203 | 0 | OP | IC | OBG | 1.1 | 0.287 | 2764.25 | 1194 | Distributed from 923 Generation And Fuel | 2013 |  | CISO | Pacific Gas & Electric Co | 38.3689 | -122.7658 | California | 0 | 0 | 0 | 0 | 0 | 0 | 0 | 0 | 0 | 1.1 | 0
4410 | CA | Summer North Solar | 58757 | UE2 | 0 | OP | PV | SUN | 1.5 | 0.291 | 3817.615 | 2031 | Distributed from 923 Generation And Fuel | 2014 |  | CISO | Southern California Edison Co | 34.7231 | -118.2897 | California | 0 | 0 | 0 | 0 | 0 | 1.5 | 0 | 0 | 0 | 0 | 0
4411 | CA | Summer North Solar | 58757 | UF2 | 0 | OP | PV | SUN | 2 | 0.291 | 5090.154 | 2708 | Distributed from 923 Generation And Fuel | 2014 |  | CISO | Southern California Edison Co | 34.7231 | -118.2897 | California | 0 | 0 | 0 | 0 | 0 | 2 | 0 | 0 | 0 | 0 | 0
4412 | CA | Summer North Solar | 58757 | UG2 | 0 | OP | PV | SUN | 1.5 | 0.291 | 3817.615 | 2031 | Distributed from 923 Generation And Fuel | 2014 |  | CISO | Southern California Edison Co | 34.7231 | -118.2897 | California | 0 | 0 | 0 | 0 | 0 | 1.5 | 0 | 0 | 0 | 0 | 0
4413 | CA | Summer North Solar | 58757 | UH2 | 0 | OP | PV | SUN | 1.5 | 0.291 | 3817.615 | 2031 | Distributed from 923 Generation And Fuel | 2014 |  | CISO | Southern California Edison Co | 34.7231 | -118.2897 | California | 0 | 0 | 0 | 0 | 0 | 1.5 | 0 | 0 | 0 | 0 | 0
4414 | CA | Summer Solar A2 | 58753 | SSA2 | 0 | OP | PV | SUN | 1.5 | 0.285 | 3751 | 1996 | Distributed from 923 Generation And Fuel | 2014 |  | CISO | Southern California Edison Co | 34.7231 | -118.2897 | California | 0 | 0 | 0 | 0 | 0 | 1.5 | 0 | 0 | 0 | 0 | 0
4415 | CA | Summer Solar B2 | 58754 | SSB2 | 0 | OP | PV | SUN | 1.5 | 0.291 | 3820 | 2032 | Distributed from 923 Generation And Fuel | 2014 |  | CISO | Southern California Edison Co | 34.7231 | -118.2897 | California | 0 | 0 | 0 | 0 | 0 | 1.5 | 0 | 0 | 0 | 0 | 0
4416 | CA | Summer Solar C2 | 58755 | SSC2 | 0 | OP | PV | SUN | 1.5 | 0.292 | 3841 | 2043 | Distributed from 923 Generation And Fuel | 2014 |  | CISO | Southern California Edison Co | 34.7231 | -118.2897 | California | 0 | 0 | 0 | 0 | 0 | 1.5 | 0 | 0 | 0 | 0 | 0
4417 | CA | Summer Solar D2 | 58756 | SSD2 | 0 | OP | PV | SUN | 1 | 0.266 | 2328 | 1238 | Distributed from 923 Generation And Fuel | 2014 |  | CISO | Southern California Edison Co | 34.7231 | -118.2897 | California | 0 | 0 | 0 | 0 | 0 | 1 | 0 | 0 | 0 | 0 | 0
4418 | CA | Summer Solar LLC | 60280 | SUMSL | 0 | OP | PV | SUN | 20 | 0.133 | 23385 | 14274 | Distributed from 923 Generation And Fuel | 2016 |  | CISO | Southern California Edison Co | 34.7147 | -118.311 | California | 0 | 0 | 0 | 0 | 0 | 20 | 0 | 0 | 0 | 0 | 0
4419 | CA | Sun City Project LLC | 57360 | 1 | 0 | OP | PV | SUN | 20 | 0.239 | 41950 | 22317 | Distributed from 923 Generation And Fuel | 2011 |  | CISO | Pacific Gas & Electric Co | 35.9831 | -120.1103 | California | 0 | 0 | 0 | 0 | 0 | 20 | 0 | 0 | 0 | 0 | 0
4420 | CA | Sun Harvest Solar NDP1 | 59687 | NDP1 | 0 | OP | PV | SUN | 1.5 | 0.301 | 3954 | 2104 | Distributed from 923 Generation And Fuel | 2015 |  | CISO | Pacific Gas & Electric Co | 37.0576 | -120.6536 | California | 0 | 0 | 0 | 0 | 0 | 1.5 | 0 | 0 | 0 | 0 | 0
4422 | CA | SunE- E Philadelphia Ontario | 59916 | 12307 | 0 | OP | PV | SUN | 1 | 0.198 | 1734 | 1029 | Distributed from 923 Generation And Fuel | 2016 |  | CISO | Southern California Edison Co | 34.0353 | -117.5341 | California | 0 | 0 | 0 | 0 | 0 | 1 | 0 | 0 | 0 | 0 | 0
4424 | CA | SunE Rochester | 60032 | RCHTR | 0 | OP | PV | SUN | 1 |  |  |  |  | 2016 |  | CISO | Southern California Edison Co | 34.0977 | -117.5445 | California | 0 | 0 | 0 | 0 | 0 | 1 | 0 | 0 | 0 | 0 | 0
4425 | CA | SunEdison Anheuser Busch Fairfield | 57010 | 1 | 0 | OP | PV | SUN | 1 | 0.302 | 2642 | 1406 | Distributed from 923 Generation And Fuel | 2008 |  | CISO | Pacific Gas & Electric Co | 38.2321 | -122.0927 | California | 0 | 0 | 0 | 0 | 0 | 1 | 0 | 0 | 0 | 0 | 0
4426 | CA | SunEdison Ironwood State Prison | 57007 | 1 | 0 | OP | PV | SUN | 1 | 0.425 | 3722 | 1980 | Distributed from 923 Generation And Fuel | 2008 |  | CISO | Southern California Edison Co | 33.5673 | -114.918 | California | 0 | 0 | 0 | 0 | 0 | 1 | 0 | 0 | 0 | 0 | 0
4427 | CA | SunEdison Procter & Gamble Oxnard | 57008 | 1 | 0 | OP | PV | SUN | 1 | 0.21 | 1839 | 978 | Distributed from 923 Generation And Fuel | 2009 |  | CISO | Southern California Edison Co | 34.2089 | -119.13 | California | 0 | 0 | 0 | 0 | 0 | 1 | 0 | 0 | 0 | 0 | 0
4428 | CA | SunEdison Walgreens Moreno Valley | 57004 | 1 | 0 | OP | PV | SUN | 1 | 0.107 | 941 | 501 | Distributed from 923 Generation And Fuel | 2007 |  | CISO | Southern California Edison Co | 33.8672 | -117.23 | California | 0 | 0 | 0 | 0 | 0 | 1 | 0 | 0 | 0 | 0 | 0
4429 | CA | SunEdison Walmart Apple Valley DC | 57012 | 1 | 0 | OP | PV | SUN | 1 | 0.274 | 2398 | 1276 | Distributed from 923 Generation And Fuel | 2009 |  | CISO | Southern California Edison Co | 34.5975 | -117.2 | California | 0 | 0 | 0 | 0 | 0 | 1 | 0 | 0 | 0 | 0 | 0
4430 | CA | Sunnyvale City of WPCP | 57557 | S-14 | 0 | OP | IC | LFG | 0.8 | 0.703 | 4927.5 | 2172 | Distributed from 923 Generation And Fuel | 1997 |  | CISO | Pacific Gas & Electric Co | 37.4194 | -122.0153 | California | 0 | 0 | 0 | 0 | 0 | 0 | 0 | 0 | 0 | 0.8 | 0
4431 | CA | Sunnyvale City of WPCP | 57557 | S-15 | 0 | OP | IC | LFG | 0.8 | 0.703 | 4927.5 | 2172 | Distributed from 923 Generation And Fuel | 1997 |  | CISO | Pacific Gas & Electric Co | 37.4194 | -122.0153 | California | 0 | 0 | 0 | 0 | 0 | 0 | 0 | 0 | 0 | 0.8 | 0
4436 | CA | Sunrise Power LLC | 55182 | STG | 2 | OP | CA | NG | 270 | 0.595 | 1408286 | 676399 | EIA-923 Generator File | 2003 |  | CISO | Pacific Gas & Electric Co | 35.2097 | -119.585 | California | 270 | 0 | 0 | 0 | 0 | 0 | 0 | 0 | 0 | 0 | 0
4437 | CA | Sunrise Power LLC | 55182 | X718 | 0 | OP | CT | NG | 167.7 | 0.722 | 1061235 | 489789 | EIA-923 Generator File | 2001 |  | CISO | Pacific Gas & Electric Co | 35.2097 | -119.585 | California | 167.7 | 0 | 0 | 0 | 0 | 0 | 0 | 0 | 0 | 0 | 0
4438 | CA | Sunrise Power LLC | 55182 | X719 | 0 | OP | CT | NG | 167.7 | 0.714 | 1048429 | 494340 | EIA-923 Generator File | 2001 |  | CISO | Pacific Gas & Electric Co | 35.2097 | -119.585 | California | 167.7 | 0 | 0 | 0 | 0 | 0 | 0 | 0 | 0 | 0 | 0
4439 | CA | Sunset Reservoir North Basin | 57559 | 1 | 0 | OP | PV | SUN | 4.5 | 0.175 | 6879 | 3660 | Distributed from 923 Generation And Fuel | 2010 |  | CISO | Pacific Gas & Electric Co | 37.7509 | -122.4818 | California | 0 | 0 | 0 | 0 | 0 | 4.5 | 0 | 0 | 0 | 0 | 0
4440 | CA | Sunshine Gas Producers | 58429 | 1 | 0 | OP | GT | LFG | 4.6 | 0.646 | 26038.8 | 11087.4 | Distributed from 923 Generation And Fuel | 2014 |  | CISO | Southern California Edison Co | 34.3357 | -118.5192 | California | 0 | 0 | 0 | 0 | 0 | 0 | 0 | 0 | 0 | 4.6 | 0
4441 | CA | Sunshine Gas Producers | 58429 | 2 | 0 | OP | GT | LFG | 4.6 | 0.646 | 26038.8 | 11087.4 | Distributed from 923 Generation And Fuel | 2014 |  | CISO | Southern California Edison Co | 34.3357 | -118.5192 | California | 0 | 0 | 0 | 0 | 0 | 0 | 0 | 0 | 0 | 4.6 | 0
4442 | CA | Sunshine Gas Producers | 58429 | 3 | 0 | OP | GT | LFG | 4.6 | 0.646 | 26038.8 | 11087.4 | Distributed from 923 Generation And Fuel | 2014 |  | CISO | Southern California Edison Co | 34.3357 | -118.5192 | California | 0 | 0 | 0 | 0 | 0 | 0 | 0 | 0 | 0 | 4.6 | 0
4443 | CA | Sunshine Gas Producers | 58429 | 4 | 0 | OP | GT | LFG | 4.6 | 0.646 | 26038.8 | 11087.4 | Distributed from 923 Generation And Fuel | 2014 |  | CISO | Southern California Edison Co | 34.3357 | -118.5192 | California | 0 | 0 | 0 | 0 | 0 | 0 | 0 | 0 | 0 | 4.6 | 0
4444 | CA | Sunshine Gas Producers | 58429 | 5 | 0 | OP | GT | LFG | 4.6 | 0.646 | 26038.8 | 11087.4 | Distributed from 923 Generation And Fuel | 2014 |  | CISO | Southern California Edison Co | 34.3357 | -118.5192 | California | 0 | 0 | 0 | 0 | 0 | 0 | 0 | 0 | 0 | 4.6 | 0
4448 | CA | Swanmill Windfarm I | 54650 | EXI2 | 0 | OP | WT | WND | 9.1 |  |  |  |  | 1989 |  | CISO | Southern California Edison Co | 33.942 | -116.661 | California | 0 | 0 | 0 | 0 | 9.1 | 0 | 0 | 0 | 0 | 0 | 0
4449 | CA | Swanmill Windfarm I | 54650 | EXIS | 0 | OP | WT | WND | 9.6 |  |  |  |  | 1988 |  | CISO | Southern California Edison Co | 33.942 | -116.661 | California | 0 | 0 | 0 | 0 | 9.6 | 0 | 0 | 0 | 0 | 0 | 0
4450 | CA | Sycamore Cogeneration | 50134 | GTAG | 0 | OP | GT | NG | 75 | 0.518 | 340610 | 142725 | Distributed from 923 Generation And Fuel | 1987 |  | CISO | Southern California Edison Co | 35.4526 | -118.9853 | California | 0 | 75 | 0 | 0 | 0 | 0 | 0 | 0 | 0 | 0 | 0
4451 | CA | Sycamore Cogeneration | 50134 | GTBG | 0 | OP | GT | NG | 75 | 0.518 | 340610 | 142725 | Distributed from 923 Generation And Fuel | 1987 |  | CISO | Southern California Edison Co | 35.4526 | -118.9853 | California | 0 | 75 | 0 | 0 | 0 | 0 | 0 | 0 | 0 | 0 | 0
4452 | CA | Sycamore Cogeneration | 50134 | GTCG | 0 | OP | GT | NG | 75 | 0.518 | 340610 | 142725 | Distributed from 923 Generation And Fuel | 1987 |  | CISO | Southern California Edison Co | 35.4526 | -118.9853 | California | 0 | 75 | 0 | 0 | 0 | 0 | 0 | 0 | 0 | 0 | 0
4453 | CA | Sycamore Cogeneration | 50134 | GTDG | 0 | OP | GT | NG | 75 | 0.518 | 340610 | 142725 | Distributed from 923 Generation And Fuel | 1987 |  | CISO | Southern California Edison Co | 35.4526 | -118.9853 | California | 0 | 75 | 0 | 0 | 0 | 0 | 0 | 0 | 0 | 0 | 0
4454 | CA | Sycamore Energy 1 | 10387 | 1A | 0 | OP | GT | LFG | 1.2 | 0.437 | 4592.889 | 1955.778 | Distributed from 923 Generation And Fuel | 2011 |  | CISO | San Diego Gas & Electric Co | 32.8577 | -117.0288 | California | 0 | 0 | 0 | 0 | 0 | 0 | 0 | 0 | 0 | 1.2 | 0
4455 | CA | Sycamore Energy 1 | 10387 | 2A | 0 | OP | GT | LFG | 1.2 | 0.437 | 4592.889 | 1955.778 | Distributed from 923 Generation And Fuel | 2011 |  | CISO | San Diego Gas & Electric Co | 32.8577 | -117.0288 | California | 0 | 0 | 0 | 0 | 0 | 0 | 0 | 0 | 0 | 1.2 | 0
4456 | CA | Sycamore Energy 1 | 10387 | 3 | 0 | OP | GT | LFG | 3 | 0.437 | 11482.222 | 4889.444 | Distributed from 923 Generation And Fuel | 2004 |  | CISO | San Diego Gas & Electric Co | 32.8577 | -117.0288 | California | 0 | 0 | 0 | 0 | 0 | 0 | 0 | 0 | 0 | 3 | 0
4459 | CA | TA-Acacia, LLC | 59443 | WAS1 | 0 | OP | PV | SUN | 20 | 0.354 | 62028 | 32999 | Distributed from 923 Generation And Fuel | 2014 |  | CISO | Pacific Gas & Electric Co | 34.6892 | -118.3247 | California | 0 | 0 | 0 | 0 | 0 | 20 | 0 | 0 | 0 | 0 | 0
4460 | CA | Taft 26C Cogen | 52085 | TG1 | 0 | OP | GT | NG | 3.1 | 0.727 | 19744.5 | 9263 | Distributed from 923 Generation And Fuel | 1982 |  | CISO | Pacific Gas & Electric Co | 35.1133 | -119.4706 | California | 0 | 3.1 | 0 | 0 | 0 | 0 | 0 | 0 | 0 | 0 | 0
4461 | CA | Taft 26C Cogen | 52085 | TG2 | 0 | OP | GT | NG | 3.1 | 0.727 | 19744.5 | 9263 | Distributed from 923 Generation And Fuel | 1982 |  | CISO | Pacific Gas & Electric Co | 35.1133 | -119.4706 | California | 0 | 3.1 | 0 | 0 | 0 | 0 | 0 | 0 | 0 | 0 | 0
4462 | CA | Taft 26C Cogen | 52085 | TG3 | 0 | OP | GT | NG | 3.1 | 0.727 | 19744.5 | 9263 | Distributed from 923 Generation And Fuel | 1982 |  | CISO | Pacific Gas & Electric Co | 35.1133 | -119.4706 | California | 0 | 3.1 | 0 | 0 | 0 | 0 | 0 | 0 | 0 | 0 | 0
4463 | CA | Taft 26C Cogen | 52085 | TG4 | 0 | OP | GT | NG | 3.1 | 0.727 | 19744.5 | 9263 | Distributed from 923 Generation And Fuel | 1982 |  | CISO | Pacific Gas & Electric Co | 35.1133 | -119.4706 | California | 0 | 3.1 | 0 | 0 | 0 | 0 | 0 | 0 | 0 | 0 | 0
4464 | CA | TA-High Desert LLC | 58149 | TAHD | 0 | OP | PV | SUN | 20 | 0.319 | 55872 | 29724 | Distributed from 923 Generation And Fuel | 2013 |  | CISO | Southern California Edison Co | 34.7089 | -118.3047 | California | 0 | 0 | 0 | 0 | 0 | 20 | 0 | 0 | 0 | 0 | 0
4465 | CA | Tahquitz High School | 58232 | TAHQ | 0 | OP | PV | SUN | 1 | 0.195 | 1711 | 910 | Distributed from 923 Generation And Fuel | 2012 |  | CISO | Southern California Edison Co | 33.7672 | -117.0175 | California | 0 | 0 | 0 | 0 | 0 | 1 | 0 | 0 | 0 | 0 | 0
4466 | CA | Tajiguas Plant | 55603 | UNT1 | 0 | OP | IC | LFG | 3 | 0.945 | 24829 | 10572 | Distributed from 923 Generation And Fuel | 2000 |  | CISO | Southern California Edison Co | 34.4383 | -119.9397 | California | 0 | 0 | 0 | 0 | 0 | 0 | 0 | 0 | 0 | 3 | 0
4467 | CA | Taylor Farms | 59330 | TAY1 | 0 | OP | WT | WND | 1 | 0.444 | 3891 | 2141 | Distributed from 923 Generation And Fuel | 2014 |  | CISO | Pacific Gas & Electric Co | 36.505 | -121.4517 | California | 0 | 0 | 0 | 0 | 1 | 0 | 0 | 0 | 0 | 0 | 0
4468 | CA | Taylor Farms Salinas | 58303 | TLR | 0 | OP | FC | NG | 1.1 | 0.717 | 6910 | 3242 | Distributed from 923 Generation And Fuel | 2012 |  | CISO | Pacific Gas & Electric Co | 36.6575 | -121.6233 | California | 0 | 1.1 | 0 | 0 | 0 | 0 | 0 | 0 | 0 | 0 | 0
4469 | CA | Tehachapi Energy Storage Project | 59661 | TSP1 | 0 | OP | BA | MWH | 8 | 0 | 0 | 0 | Distributed from 923 Generation And Fuel | 2016 |  | CISO | Southern California Edison Co | 35.1233 | -118.38 | California | 0 | 0 | 0 | 0 | 0 | 0 | 0 | 0 | 0 | 8 | 0
4471 | CA | Tehachapi Wind Resource I | 10191 | EXIS | 0 | OP | WT | WND | 8.7 | 0.2 | 15248 | 8391 | Distributed from 923 Generation And Fuel | 1984 |  | CISO | Southern California Edison Co | 35.0606 | -118.3897 | California | 0 | 0 | 0 | 0 | 8.7 | 0 | 0 | 0 | 0 | 0 | 0
4473 | CA | Tehachapi Wind Resource II | 54909 | EXI2 | 0 | OP | WT | WND | 8.3 | 0.255 | 18568.123 | 10217.717 | Distributed from 923 Generation And Fuel | 2002 |  | CISO | Southern California Edison Co | 35.1061 | -118.3114 | California | 0 | 0 | 0 | 0 | 8.3 | 0 | 0 | 0 | 0 | 0 | 0
4474 | CA | Tehachapi Wind Resource II | 54909 | EXIS | 0 | OP | WT | WND | 13.6 | 0.255 | 30424.877 | 16742.283 | Distributed from 923 Generation And Fuel | 1997 |  | CISO | Southern California Edison Co | 35.1061 | -118.3114 | California | 0 | 0 | 0 | 0 | 13.6 | 0 | 0 | 0 | 0 | 0 | 0
4476 | CA | Teichert Materials-Teichert Vernalis | 57594 | WTG1 | 0 | OP | WT | WND | 1.5 | 0.119 | 1563 | 860 | Distributed from 923 Generation And Fuel | 2010 |  | CISO | Pacific Gas & Electric Co | 37.6167 | -121.3564 | California | 0 | 0 | 0 | 0 | 1.5 | 0 | 0 | 0 | 0 | 0 | 0
4478 | CA | Temescal | 479 | 1 | 0 | OP | HY | WAT | 2.9 | 0.641 | 16278 | 8504 | Distributed from 923 Generation And Fuel | 1983 |  | CISO | Southern California Edison Co | 33.8343 | -117.4971 | California | 0 | 0 | 0 | 0 | 0 | 0 | 0 | 2.9 | 0 | 0 | 0
4479 | CA | Temescal Canyon RV, LLC | 57656 | 1 | 0 | OP | PV | SUN | 1.5 | 0.191 | 2511 | 1336 | Distributed from 923 Generation And Fuel | 2011 |  | CISO | Southern California Edison Co | 33.8264 | -117.5117 | California | 0 | 0 | 0 | 0 | 0 | 1.5 | 0 | 0 | 0 | 0 | 0
4480 | CA | Tequesquite Landfill Solar PV Project | 60035 | RPU1 | 0 | OP | PV | SUN | 7.3 | 0.24 | 15367 | 8175 | Distributed from 923 Generation And Fuel | 2015 |  | CISO | Pacific Gas & Electric Co | 33.9782 | -117.3851 | California | 0 | 0 | 0 | 0 | 0 | 7.3 | 0 | 0 | 0 | 0 | 0
4481 | CA | Terminus Hydroelectric Project | 54343 | GEN1 | 0 | OP | HY | WAT | 20.1 | 0.17 | 29869 | 15605 | Distributed from 923 Generation And Fuel | 1990 |  | CISO | Southern California Edison Co | 36.4156 | -119.0069 | California | 0 | 0 | 0 | 0 | 0 | 0 | 0 | 20.1 | 0 | 0 | 0
4482 | CA | Terra Francesco | 59541 | 3 | 0 | OP | PV | SUN | 1.5 | 0.238 | 3121 | 1660 | Distributed from 923 Generation And Fuel | 2015 |  | CISO | Southern California Edison Co | 34.0397 | -117.6067 | California | 0 | 0 | 0 | 0 | 0 | 1.5 | 0 | 0 | 0 | 0 | 0
4483 | CA | Terra-Gen 251 Wind LLC | 52161 | WGNS | 0 | OP | WT | WND | 18.4 | 0.142 | 22832 | 12564 | Distributed from 923 Generation And Fuel | 1987 |  | CISO | Southern California Edison Co | 35.0853 | -118.3547 | California | 0 | 0 | 0 | 0 | 18.4 | 0 | 0 | 0 | 0 | 0 | 0
4484 | CA | Terra-Gen VG Wind LLC | 56570 | WGNS | 0 | OP | WT | WND | 7.4 | 0.205 | 13321 | 7330 | Distributed from 923 Generation And Fuel | 1984 |  | CISO | Southern California Edison Co | 35.1161 | -118.3789 | California | 0 | 0 | 0 | 0 | 7.4 | 0 | 0 | 0 | 0 | 0 | 0
4491 | CA | Tesoro Wilmington Calciner | 10601 | GEN1 | 0 | OP | ST | WH | 34 | 0.695 | 207055 | 87885 | Distributed from 923 Generation And Fuel | 1982 |  | CISO | Southern California Edison Co | 33.777 | -118.2282 | California | 0 | 0 | 0 | 0 | 0 | 0 | 0 | 0 | 0 | 34 | 0
4497 | CA | Thermalito Diverson Dam | 7129 | TD1 | 0 | OP | HY | WAT | 3.4 | 0.682 | 20321 | 10616 | Distributed from 923 Generation And Fuel | 1987 |  | CISO | Pacific Gas & Electric Co | 39.5287 | -121.5464 | California | 0 | 0 | 0 | 0 | 0 | 0 | 0 | 3.4 | 0 | 0 | 0
4499 | CA | Three Forks Water Power Project | 54308 | 1 | 0 | OP | HY | WAT | 1.3 | 0.676 | 7702 | 4024 | Distributed from 923 Generation And Fuel | 1984 |  | CISO | Pacific Gas & Electric Co | 40.1998 | -123.5231 | California | 0 | 0 | 0 | 0 | 0 | 0 | 0 | 1.3 | 0 | 0 | 0
4500 | CA | THUMS | 56051 | GEN1 | 0 | OP | GT | NG | 57.4 | 0.754 | 379218 | 177910 | Distributed from 923 Generation And Fuel | 2003 |  | CISO | Southern California Edison Co | 33.7684 | -118.2141 | California | 0 | 57.4 | 0 | 0 | 0 | 0 | 0 | 0 | 0 | 0 | 0
4503 | CA | Tiger Creek | 287 | H1 | 0 | OP | HY | WAT | 25.5 | 0.589 | 131592.213 | 68748.879 | Distributed from 923 Generation And Fuel | 1931 |  | CISO | Pacific Gas & Electric Co | 38.4493 | -120.4926 | California | 0 | 0 | 0 | 0 | 0 | 0 | 0 | 25.5 | 0 | 0 | 0
4504 | CA | Tiger Creek | 287 | H2 | 0 | OP | HY | WAT | 26.7 | 0.589 | 137784.787 | 71984.121 | Distributed from 923 Generation And Fuel | 1931 |  | CISO | Pacific Gas & Electric Co | 38.4493 | -120.4926 | California | 0 | 0 | 0 | 0 | 0 | 0 | 0 | 26.7 | 0 | 0 | 0
4505 | CA | Toadtown | 714 | 1 | 0 | OP | HY | WAT | 1.8 | 0.204 | 3216 | 1680 | Distributed from 923 Generation And Fuel | 1986 |  | CISO | Pacific Gas & Electric Co | 39.8935 | -121.5934 | California | 0 | 0 | 0 | 0 | 0 | 0 | 0 | 1.8 | 0 | 0 | 0
4507 | CA | Topaz Solar Farm | 57695 | TPZ1 | 0 | OP | PV | SUN | 129.8 | 0.247 | 280415.853 | 141720.598 | Distributed from 923 Generation And Fuel | 2013 |  | CISO | Pacific Gas & Electric Co | 35.4056 | -120.0686 | California | 0 | 0 | 0 | 0 | 0 | 129.8 | 0 | 0 | 0 | 0 | 0
4508 | CA | Topaz Solar Farm | 57695 | TPZ2 | 0 | OP | PV | SUN | 151.2 | 0.247 | 326647.742 | 165085.935 | Distributed from 923 Generation And Fuel | 2013 |  | CISO | Pacific Gas & Electric Co | 35.4056 | -120.0686 | California | 0 | 0 | 0 | 0 | 0 | 151.2 | 0 | 0 | 0 | 0 | 0
4509 | CA | Topaz Solar Farm | 57695 | TPZ3 | 0 | OP | PV | SUN | 102.1 | 0.247 | 220573.641 | 111476.68 | Distributed from 923 Generation And Fuel | 2014 |  | CISO | Pacific Gas & Electric Co | 35.4056 | -120.0686 | California | 0 | 0 | 0 | 0 | 0 | 102.1 | 0 | 0 | 0 | 0 | 0
4510 | CA | Topaz Solar Farm | 57695 | TPZ4 | 0 | OP | PV | SUN | 90.3 | 0.247 | 195081.29 | 98592.989 | Distributed from 923 Generation And Fuel | 2014 |  | CISO | Pacific Gas & Electric Co | 35.4056 | -120.0686 | California | 0 | 0 | 0 | 0 | 0 | 90.3 | 0 | 0 | 0 | 0 | 0
4511 | CA | Topaz Solar Farm | 57695 | TPZ5 | 0 | OP | PV | SUN | 112.5 | 0.247 | 243041.475 | 122831.797 | Distributed from 923 Generation And Fuel | 2014 |  | CISO | Pacific Gas & Electric Co | 35.4056 | -120.0686 | California | 0 | 0 | 0 | 0 | 0 | 112.5 | 0 | 0 | 0 | 0 | 0
4512 | CA | Torrance Refining Company, LLC | 50624 | EXP1 | 0 | OP | ST | WH | 7.5 | 0.234 | 15388.433 | 6837.873 | Distributed from 923 Generation And Fuel | 1983 |  | CISO | Southern California Edison Co | 33.8534 | -118.33 | California | 0 | 0 | 0 | 0 | 0 | 0 | 0 | 0 | 0 | 7.5 | 0
4514 | CA | Torrance Refining Company, LLC | 50624 | STG1 | 0 | OP | ST | WH | 19.3 | 0.234 | 39599.567 | 17596.127 | Distributed from 923 Generation And Fuel | 1988 |  | CISO | Southern California Edison Co | 33.8534 | -118.33 | California | 0 | 0 | 0 | 0 | 0 | 0 | 0 | 0 | 0 | 19.3 | 0
4515 | CA | Total Energy Facilities | 10091 | G2 | 0 | OP | CT | OBG | 9.9 | 0.576 | 49926 | 18345 | EIA-923 Generator File | 2003 |  | CISO | Southern California Edison Co | 33.7683 | -118.2836 | California | 0 | 0 | 0 | 0 | 0 | 0 | 0 | 0 | 0 | 9.9 | 0
4516 | CA | Total Energy Facilities | 10091 | G3 | 0 | OP | CT | OBG | 9.9 | 0.481 | 41672 | 10900 | EIA-923 Generator File | 2001 |  | CISO | Southern California Edison Co | 33.7683 | -118.2836 | California | 0 | 0 | 0 | 0 | 0 | 0 | 0 | 0 | 0 | 9.9 | 0
4517 | CA | Total Energy Facilities | 10091 | GEN1 | 0 | OP | CT | OBG | 9.9 | 0.367 | 31852 | 20760 | EIA-923 Generator File | 1986 |  | CISO | Southern California Edison Co | 33.7683 | -118.2836 | California | 0 | 0 | 0 | 0 | 0 | 0 | 0 | 0 | 0 | 9.9 | 0
4518 | CA | Total Energy Facilities | 10091 | GEN4 | 0 | OP | CA | OBG | 8.7 | 0.4 | 30451 | 13382 | EIA-923 Generator File | 1986 |  | CISO | Southern California Edison Co | 33.7683 | -118.2836 | California | 0 | 0 | 0 | 0 | 0 | 0 | 0 | 0 | 0 | 8.7 | 0
4522 | CA | Toyon Power Station | 54327 | TOY4 | 0 | OP | IC | LFG | 1.8 | 0 | 0 | 0 | Distributed from 923 Generation And Fuel | 1986 |  | LDWP | Los Angeles Department of Water & Power | 34.1463 | -118.3049 | California | 0 | 0 | 0 | 0 | 0 | 0 | 0 | 0 | 0 | 1.8 | 0
4523 | CA | Toyon Power Station | 54327 | TOY5 | 0 | OP | IC | LFG | 1.8 | 0 | 0 | 0 | Distributed from 923 Generation And Fuel | 1986 |  | LDWP | Los Angeles Department of Water & Power | 34.1463 | -118.3049 | California | 0 | 0 | 0 | 0 | 0 | 0 | 0 | 0 | 0 | 1.8 | 0
4526 | CA | TPC Windfarms LLC | 54647 | EXIS | 0 | OP | WT | WND | 28.7 | 0.234 | 58940 | 29917 | Distributed from 923 Generation And Fuel | 1986 |  | CISO | Southern California Edison Co | 35.05 | -118.2572 | California | 0 | 0 | 0 | 0 | 28.7 | 0 | 0 | 0 | 0 | 0 | 0
4527 | CA | Tracy Combined Cycle Power Plant | 55933 | TCC1 | 2 | OP | CA | NG | 167.3 | 0.084 | 123038 | 42804 | EIA-923 Generator File | 2012 |  | CISO | Pacific Gas & Electric Co | 37.7107 | -121.4906 | California | 167.3 | 0 | 0 | 0 | 0 | 0 | 0 | 0 | 0 | 0 | 0
4528 | CA | Tracy Combined Cycle Power Plant | 55933 | TPP1 | 0 | OP | CT | NG | 84.4 | 0.135 | 99719 | 35373 | EIA-923 Generator File | 2003 |  | CISO | Pacific Gas & Electric Co | 37.7107 | -121.4906 | California | 84.4 | 0 | 0 | 0 | 0 | 0 | 0 | 0 | 0 | 0 | 0
4529 | CA | Tracy Combined Cycle Power Plant | 55933 | TPP2 | 0 | OP | CT | NG | 84.4 | 0.14 | 103661 | 31665 | EIA-923 Generator File | 2003 |  | CISO | Pacific Gas & Electric Co | 37.7107 | -121.4906 | California | 84.4 | 0 | 0 | 0 | 0 | 0 | 0 | 0 | 0 | 0 | 0
4530 | CA | Transamerica Pyramid | 58619 | 1 | 0 | OP | IC | NG | 0.5 | 0.364 | 1593.5 | 747.5 | Distributed from 923 Generation And Fuel | 2007 |  | CISO | Pacific Gas & Electric Co | 37.7956 | -122.4028 | California | 0 | 0.5 | 0 | 0 | 0 | 0 | 0 | 0 | 0 | 0 | 0
4531 | CA | Transamerica Pyramid | 58619 | 2 | 0 | OP | IC | NG | 0.5 | 0.364 | 1593.5 | 747.5 | Distributed from 923 Generation And Fuel | 2007 |  | CISO | Pacific Gas & Electric Co | 37.7956 | -122.4028 | California | 0 | 0.5 | 0 | 0 | 0 | 0 | 0 | 0 | 0 | 0 | 0
4535 | CA | Tropico Solar PV Plant | 59599 | GEN1 | 0 | OP | PV | SUN | 14 | 0.064 | 7872 | 2543 | Distributed from 923 Generation And Fuel | 2016 |  | CISO | Southern California Edison Co | 35.8319 | -119.0561 | California | 0 | 0 | 0 | 0 | 0 | 14 | 0 | 0 | 0 | 0 | 0
4536 | CA | Tulare 1 and 2 | 58642 | 1 | 0 | OP | PV | SUN | 1.5 | 0.224 | 2942.5 | 1565.5 | Distributed from 923 Generation And Fuel | 2014 |  | CISO | Southern California Edison Co | 36.2 | -119.42 | California | 0 | 0 | 0 | 0 | 0 | 1.5 | 0 | 0 | 0 | 0 | 0
4537 | CA | Tulare 1 and 2 | 58642 | 2 | 0 | OP | PV | SUN | 1.5 | 0.224 | 2942.5 | 1565.5 | Distributed from 923 Generation And Fuel | 2014 |  | CISO | Southern California Edison Co | 36.2 | -119.42 | California | 0 | 0 | 0 | 0 | 0 | 1.5 | 0 | 0 | 0 | 0 | 0
4539 | CA | Tule River | 289 | 1 | 0 | OP | HY | WAT | 4.2 | 0.202 | 7449 | 3891.5 | Distributed from 923 Generation And Fuel | 1914 |  | CISO | Pacific Gas & Electric Co | 36.1631 | -118.7071 | California | 0 | 0 | 0 | 0 | 0 | 0 | 0 | 4.2 | 0 | 0 | 0
4540 | CA | Tule River | 289 | 2 | 0 | OP | HY | WAT | 4.2 | 0.202 | 7449 | 3891.5 | Distributed from 923 Generation And Fuel | 1914 |  | CISO | Pacific Gas & Electric Co | 36.1631 | -118.7071 | California | 0 | 0 | 0 | 0 | 0 | 0 | 0 | 4.2 | 0 | 0 | 0
4542 | CA | Tulloch | 416 | 1 | 0 | OP | HY | WAT | 8.5 | 0.404 | 30050.31 | 15699.36 | Distributed from 923 Generation And Fuel | 1958 |  | CISO | Pacific Gas & Electric Co | 37.8761 | -120.605 | California | 0 | 0 | 0 | 0 | 0 | 0 | 0 | 8.5 | 0 | 0 | 0
4543 | CA | Tulloch | 416 | 2 | 0 | OP | HY | WAT | 8.5 | 0.404 | 30050.31 | 15699.36 | Distributed from 923 Generation And Fuel | 1958 |  | CISO | Pacific Gas & Electric Co | 37.8761 | -120.605 | California | 0 | 0 | 0 | 0 | 0 | 0 | 0 | 8.5 | 0 | 0 | 0
4544 | CA | Tulloch | 416 | 3 | 0 | OP | HY | WAT | 7.2 | 0.404 | 25454.38 | 13298.281 | Distributed from 923 Generation And Fuel | 2012 |  | CISO | Pacific Gas & Electric Co | 37.8761 | -120.605 | California | 0 | 0 | 0 | 0 | 0 | 0 | 0 | 7.2 | 0 | 0 | 0
4549 | CA | UC Davis South Campus | 59872 | UCD1 | 0 | OP | PV | SUN | 13 | 0.26 | 29651 | 15774 | Distributed from 923 Generation And Fuel | 2015 |  | CISO | Pacific Gas & Electric Co | 38.55 | -121.75 | California | 0 | 0 | 0 | 0 | 0 | 13 | 0 | 0 | 0 | 0 | 0
4550 | CA | UCI Facilities Management Central Plant | 57122 | CTG1 | 0 | OP | CT | NG | 13.5 | 0.827 | 97785 | 45875.695 | EIA-923 Generator File | 2007 |  | CISO | Southern California Edison Co | 33.6481 | -117.8467 | California | 13.5 | 0 | 0 | 0 | 0 | 0 | 0 | 0 | 0 | 0 | 0
4551 | CA | UCI Facilities Management Central Plant | 57122 | STG1 | 0 | OP | CA | NG | 5.5 | 0.21 | 10130 | 4752.475 | EIA-923 Generator File | 2007 |  | CISO | Southern California Edison Co | 33.6481 | -117.8467 | California | 5.5 | 0 | 0 | 0 | 0 | 0 | 0 | 0 | 0 | 0 | 0
4552 | CA | UCI Fuel Cell | 60120 | MB-16 | 0 | OP | FC | NG | 1.4 | 0.898 | 11015 | 5168 | Distributed from 923 Generation And Fuel | 2015 |  | CISO | Southern California Edison Co | 33.788 | -117.8901 | California | 0 | 1.4 | 0 | 0 | 0 | 0 | 0 | 0 | 0 | 0 | 0
4553 | CA | UCLA So Campus Cogen Project | 52073 | GEN1 | 0 | OP | CT | NG | 14.5 | 0.877 | 111429.72 | 44555 | EIA-923 Generator File | 1993 |  | LDWP | Los Angeles Department of Water & Power | 34.0692 | -118.4439 | California | 14.5 | 0 | 0 | 0 | 0 | 0 | 0 | 0 | 0 | 0 | 0
4554 | CA | UCLA So Campus Cogen Project | 52073 | GEN2 | 0 | OP | CT | NG | 14.5 | 0.874 | 110994.19 | 47647 | EIA-923 Generator File | 1993 |  | LDWP | Los Angeles Department of Water & Power | 34.0692 | -118.4439 | California | 14.5 | 0 | 0 | 0 | 0 | 0 | 0 | 0 | 0 | 0 | 0
4555 | CA | UCLA So Campus Cogen Project | 52073 | GEN3 | 2 | OP | CA | NG | 14 | 0.229 | 28046.58 | 12295 | EIA-923 Generator File | 1993 |  | LDWP | Los Angeles Department of Water & Power | 34.0692 | -118.4439 | California | 14 | 0 | 0 | 0 | 0 | 0 | 0 | 0 | 0 | 0 | 0
4556 | CA | UCSD Fuel Cell Plant | 57735 | UCSD | 0 | OP | FC | OBG | 3 | 0.576 | 15150 | 6572 | Distributed from 923 Generation And Fuel | 2011 |  | CISO | San Diego Gas & Electric Co | 32.8772 | -117.2347 | California | 0 | 0 | 0 | 0 | 0 | 0 | 0 | 0 | 0 | 3 | 0
4558 | CA | Univ of Calif Santa Cruz Cogeneration | 50064 | 3 | 0 | OP | GT | NG | 4.4 | 0.607 | 23399 | 10978 | Distributed from 923 Generation And Fuel | 2015 |  | CISO | Pacific Gas & Electric Co | 36.9997 | -122.0622 | California | 0 | 4.4 | 0 | 0 | 0 | 0 | 0 | 0 | 0 | 0 | 0
4561 | CA | Univ of California San Diego Solar | 57856 | SGU1 | 0 | OP | PV | SUN | 1.2 | 0.226 | 2379 | 1266 | Distributed from 923 Generation And Fuel | 2008 |  | CISO | San Diego Gas & Electric Co | 32.8744 | -117.2389 | California | 0 | 0 | 0 | 0 | 0 | 1.2 | 0 | 0 | 0 | 0 | 0
4562 | CA | Univ of San Francisco Cogen | 50089 | S-17 | 0 | OP | IC | NG | 1.5 | 0.433 | 5686 | 2668 | Distributed from 923 Generation And Fuel | 1987 |  | CISO | Pacific Gas & Electric Co | 37.7766 | -122.4519 | California | 0 | 1.5 | 0 | 0 | 0 | 0 | 0 | 0 | 0 | 0 | 0
4563 | CA | University of California San Diego | 57584 | BS1 | 0 | OP | BA | MWH | 2.5 |  | -156 | -69.318 | Data from EIA-923 Generator File overwritten with distributed data from EIA-923 Generation and Fuel | 2015 |  | CISO | San Diego Gas & Electric Co | 32.8747 | -117.2392 | California | 0 | 0 | 0 | 0 | 0 | 0 | 0 | 0 | 0 | 2.5 | 0
4564 | CA | University of California San Diego | 57584 | NT2 | 0 | OP | CT | NG | 15 | 0.793 | 104135 | 45148 | EIA-923 Generator File | 2001 |  | CISO | San Diego Gas & Electric Co | 32.8747 | -117.2392 | California | 15 | 0 | 0 | 0 | 0 | 0 | 0 | 0 | 0 | 0 | 0
4565 | CA | University of California San Diego | 57584 | ST1 | 0 | OP | CT | NG | 15 | 0.793 | 104144 | 45148 | EIA-923 Generator File | 2001 |  | CISO | San Diego Gas & Electric Co | 32.8747 | -117.2392 | California | 15 | 0 | 0 | 0 | 0 | 0 | 0 | 0 | 0 | 0 | 0
4566 | CA | University of California San Diego | 57584 | STG | 2 | OP | CA | NG | 3 | 0.159 | 4174 | 1790 | EIA-923 Generator File | 2001 |  | CISO | San Diego Gas & Electric Co | 32.8747 | -117.2392 | California | 3 | 0 | 0 | 0 | 0 | 0 | 0 | 0 | 0 | 0 | 0
4568 | CA | Upper Gorge | 407 | 1 | 0 | OP | HY | WAT | 37.5 | 0.095 | 31150 | 16274 | Distributed from 923 Generation And Fuel | 1953 |  | LDWP | Los Angeles Department of Water & Power | 37.546 | -118.59 | California | 0 | 0 | 0 | 0 | 0 | 0 | 0 | 37.5 | 0 | 0 | 0
4569 | CA | US Borax | 50115 | GEN1 | 0 | OP | GT | NG | 48.2 | 0.797 | 336500 | 157869 | Distributed from 923 Generation And Fuel | 1984 |  | CISO | Southern California Edison Co | 35.0329 | -117.701 | California | 0 | 48.2 | 0 | 0 | 0 | 0 | 0 | 0 | 0 | 0 | 0
4572 | CA | US-TOPCO (Soccer Center) | 60086 | PV1 | 0 | OP | PV | SUN | 3 | 0 | 0 | 0 | Distributed from 923 Generation And Fuel | 2016 |  | CISO | Southern California Edison Co | 34.6607 | -118.0812 | California | 0 | 0 | 0 | 0 | 0 | 3 | 0 | 0 | 0 | 0 | 0
4573 | CA | UTS SJ1 LLC | 57420 | 1 | 0 | OP | FC | NG | 1.5 | 0.07 | 918 | 416 | Distributed from 923 Generation And Fuel | 2012 |  | CISO | Pacific Gas & Electric Co | 37.4331 | -121.9419 | California | 0 | 1.5 | 0 | 0 | 0 | 0 | 0 | 0 | 0 | 0 | 0
4574 | CA | VA Sepulveda Ambulatory Care Center | 58249 | GEN1 | 0 | OP | PV | SUN | 3.5 | 0.192 | 5896 | 3137 | Distributed from 923 Generation And Fuel | 2014 |  | LDWP | Los Angeles Department of Water & Power | 34.2489 | -118.4833 | California | 0 | 0 | 0 | 0 | 0 | 3.5 | 0 | 0 | 0 | 0 | 0
4575 | CA | Vaca Dixon Battery Storage System | 59256 | BAT1 | 0 | OP | BA | MWH | 2 |  | -1413 | -627.871 | Data from EIA-923 Generator File overwritten with distributed data from EIA-923 Generation and Fuel | 2013 |  | CISO | Pacific Gas & Electric Co | 38.3933 | -121.9278 | California | 0 | 0 | 0 | 0 | 0 | 0 | 0 | 0 | 0 | 2 | 0
4576 | CA | Vaca Dixon Solar Station | 57041 | 1 | 0 | OP | PV | SUN | 2 | 0.23 | 4028 | 2143 | Distributed from 923 Generation And Fuel | 2009 |  | CISO | Pacific Gas & Electric Co | 38.4106 | -121.9264 | California | 0 | 0 | 0 | 0 | 0 | 2 | 0 | 0 | 0 | 0 | 0
4577 | CA | Vacaville | 59058 | GEN 1 | 0 | OP | PV | SUN | 1 | 0.057 | 495 | 263 | Distributed from 923 Generation And Fuel | 2007 |  | CISO | Pacific Gas & Electric Co | 38.3994 | -121.9603 | California | 0 | 0 | 0 | 0 | 0 | 1 | 0 | 0 | 0 | 0 | 0
4579 | CA | Valero Refinery Cogeneration Unit 1 | 55851 | GT 1 | 0 | OP | GT | NG | 51 | 0.654 | 292001 | 135458 | Distributed from 923 Generation And Fuel | 2002 |  | CISO | Pacific Gas & Electric Co | 38.0736 | -122.1411 | California | 0 | 51 | 0 | 0 | 0 | 0 | 0 | 0 | 0 | 0 | 0
4589 | CA | Valley Center | 60509 | PV1 | 0 | OP | PV | SUN | 3 | 0.013 | 345 | 0 | Distributed from 923 Generation And Fuel | 2016 |  | CISO | San Diego Gas & Electric Co | 33.2503 | -117.0226 | California | 0 | 0 | 0 | 0 | 0 | 3 | 0 | 0 | 0 | 0 | 0
4590 | CA | Valley Center 1 | 58906 | VC1 | 0 | OP | PV | SUN | 2.5 | 0.282 | 6169 | 3282 | Distributed from 923 Generation And Fuel | 2013 |  | CISO | San Diego Gas & Electric Co | 33.2342 | -117.0017 | California | 0 | 0 | 0 | 0 | 0 | 2.5 | 0 | 0 | 0 | 0 | 0
4591 | CA | Valley Center 2 | 58907 | VC2 | 0 | OP | PV | SUN | 5 | 0.264 | 11571 | 6156 | Distributed from 923 Generation And Fuel | 2013 |  | CISO | San Diego Gas & Electric Co | 33.2342 | -117.0017 | California | 0 | 0 | 0 | 0 | 0 | 5 | 0 | 0 | 0 | 0 | 0
4592 | CA | Valley Sanitary District WTP Solar | 60824 | PV1 | 0 | OP | PV | SUN | 1 | 0 | 0 | 0 | Distributed from 923 Generation And Fuel | 2016 |  | LDWP | Imperial Irrigation District | 33.7087 | -116.1989 | California | 0 | 0 | 0 | 0 | 0 | 1 | 0 | 0 | 0 | 0 | 0
4593 | CA | Valley View | 487 | 1 | 0 | OP | HY | WAT | 4.1 | 0.328 | 11779 | 6154 | Distributed from 923 Generation And Fuel | 1985 |  | CISO | Southern California Edison Co | 33.9001 | -117.829 | California | 0 | 0 | 0 | 0 | 0 | 0 | 0 | 4.1 | 0 | 0 | 0
4596 | CA | Vasco Winds | 57700 | 1 | 0 | OP | WT | WND | 78.2 | 0.345 | 236400 | 148238 | Distributed from 923 Generation And Fuel | 2011 |  | CISO | Pacific Gas & Electric Co | 37.7908 | -121.7181 | California | 0 | 0 | 0 | 0 | 78.2 | 0 | 0 | 0 | 0 | 0 | 0
4597 | CA | Vega Solar | 59555 | VEGA1 | 0 | OP | PV | SUN | 20 | 0.298 | 52293 | 27820 | Distributed from 923 Generation And Fuel | 2015 |  | CISO | Pacific Gas & Electric Co | 36.9258 | -120.82 | California | 0 | 0 | 0 | 0 | 0 | 20 | 0 | 0 | 0 | 0 | 0
4598 | CA | Venable Solar 1 | 58289 | VNPV | 0 | OP | PV | SUN | 1.5 | 0.231 | 3039 | 1617 | Distributed from 923 Generation And Fuel | 2015 |  | CISO | Southern California Edison Co | 33.5989 | -114.5717 | California | 0 | 0 | 0 | 0 | 0 | 1.5 | 0 | 0 | 0 | 0 | 0
4599 | CA | Venable Solar 2 | 58290 | VSPV | 0 | OP | PV | SUN | 1.5 | 0.246 | 3227 | 1717 | Distributed from 923 Generation And Fuel | 2015 |  | CISO | Southern California Edison Co | 33.5972 | -114.5717 | California | 0 | 0 | 0 | 0 | 0 | 1.5 | 0 | 0 | 0 | 0 | 0
4601 | CA | Verizon-Torrance | 59261 | VZ300 | 0 | OP | FC | NG | 1 | 0.784 | 6870 | 3223 | Distributed from 923 Generation And Fuel | 2013 |  | LDWP | Los Angeles Department of Water & Power | 33.8506 | -118.3042 | California | 0 | 1 | 0 | 0 | 0 | 0 | 0 | 0 | 0 | 0 | 0
4607 | CA | Verwey-Hanford Dairy Digester #1 | 60918 | 3 | 0 | OP | IC | OBG | 1 | 0.207 | 1809 | 0 | Distributed from 923 Generation And Fuel | 2016 |  | CISO | Pacific Gas & Electric Co | 36.1852 | -119.6815 | California | 0 | 0 | 0 | 0 | 0 | 0 | 0 | 0 | 0 | 1 | 0
4608 | CA | Victor Dry Farm Ranch A | 58418 | 1 | 0 | OP | PV | SUN | 5 | 0.243 | 10665 | 5674 | Distributed from 923 Generation And Fuel | 2015 |  | CISO | Southern California Edison Co | 34.5011 | -117.4667 | California | 0 | 0 | 0 | 0 | 0 | 5 | 0 | 0 | 0 | 0 | 0
4609 | CA | Victor Dry Farm Ranch B | 58419 | 1 | 0 | OP | PV | SUN | 5 | 0.233 | 10188 | 5420 | Distributed from 923 Generation And Fuel | 2015 |  | CISO | Southern California Edison Co | 34.4978 | -117.4711 | California | 0 | 0 | 0 | 0 | 0 | 5 | 0 | 0 | 0 | 0 | 0
4610 | CA | Victor Mesa Linda B2 | 59269 | VMLB2 | 0 | OP | PV | SUN | 1.5 | 0.29 | 3809 | 2026 | Distributed from 923 Generation And Fuel | 2014 |  | CISO | Southern California Edison Co | 34.5128 | -117.3872 | California | 0 | 0 | 0 | 0 | 0 | 1.5 | 0 | 0 | 0 | 0 | 0
4611 | CA | Victor Mesa Linda C2 | 59270 | VMLC2 | 0 | OP | PV | SUN | 1.5 | 0.28 | 3674 | 1955 | Distributed from 923 Generation And Fuel | 2014 |  | CISO | Southern California Edison Co | 34.5114 | -117.3872 | California | 0 | 0 | 0 | 0 | 0 | 1.5 | 0 | 0 | 0 | 0 | 0
4612 | CA | Victor Mesa Linda D2 | 59271 | VMLD2 | 0 | OP | PV | SUN | 1.5 | 0.288 | 3789 | 2016 | Distributed from 923 Generation And Fuel | 2014 |  | CISO | Southern California Edison Co | 34.5094 | -117.3872 | California | 0 | 0 | 0 | 0 | 0 | 1.5 | 0 | 0 | 0 | 0 | 0
4613 | CA | Victor Mesa Linda E2 | 59272 | VMLE2 | 0 | OP | PV | SUN | 1.5 | 0.288 | 3785 | 2014 | Distributed from 923 Generation And Fuel | 2014 |  | CISO | Southern California Edison Co | 34.5081 | -117.3872 | California | 0 | 0 | 0 | 0 | 0 | 1.5 | 0 | 0 | 0 | 0 | 0
4614 | CA | Victor Valley CC CPV Solar | 57254 | 1PV | 0 | OP | PV | SUN | 1 | 0.189 | 1654 | 880 | Distributed from 923 Generation And Fuel | 2010 |  | CISO | Southern California Edison Co | 34.4802 | -117.2579 | California | 0 | 0 | 0 | 0 | 0 | 1 | 0 | 0 | 0 | 0 | 0
4615 | CA | Victory Garden (Tehachapi) | 50532 | 15SLE | 0 | OP | WT | WND | 1.5 | 0.11 | 1450.948 | 798.412 | Distributed from 923 Generation And Fuel | 2000 |  | CISO | Iowa Lakes Electric Coop | 35.0686 | -118.3833 | California | 0 | 0 | 0 | 0 | 1.5 | 0 | 0 | 0 | 0 | 0 | 0
4616 | CA | Victory Garden (Tehachapi) | 50532 | WGNS | 0 | OP | WT | WND | 19.6 | 0.11 | 18959.052 | 10432.588 | Distributed from 923 Generation And Fuel | 1981 |  | CISO | Iowa Lakes Electric Coop | 35.0686 | -118.3833 | California | 0 | 0 | 0 | 0 | 19.6 | 0 | 0 | 0 | 0 | 0 | 0
4617 | CA | Victory Garden Phase IV LLC | 52160 | WGNS | 0 | OP | WT | WND | 22 | 0.178 | 34213 | 18827 | Distributed from 923 Generation And Fuel | 1990 |  | CISO | Southern California Edison Co | 35.076 | -118.3664 | California | 0 | 0 | 0 | 0 | 22 | 0 | 0 | 0 | 0 | 0 | 0
4618 | CA | Vinam | 58450 | 1 | 0 | OP | PV | SUN | 1.5 | 0.336 | 4418 | 2350 | Distributed from 923 Generation And Fuel | 2013 |  | CISO | Southern California Edison Co | 34.6689 | -118.0614 | California | 0 | 0 | 0 | 0 | 0 | 1.5 | 0 | 0 | 0 | 0 | 0
4619 | CA | Vintner Solar | 58509 | PV4 | 0 | OP | PV | SUN | 1.5 | 0.33 | 4341 | 2309 | Distributed from 923 Generation And Fuel | 2014 |  | CISO | Pacific Gas & Electric Co | 35.5579 | -120.6829 | California | 0 | 0 | 0 | 0 | 0 | 1.5 | 0 | 0 | 0 | 0 | 0
4623 | CA | Volta 1 | 290 | 1 | 0 | OP | HY | WAT | 8.5 | 0.585 | 43593 | 22775 | Distributed from 923 Generation And Fuel | 1980 |  | CISO | Pacific Gas & Electric Co | 40.4591 | -121.8671 | California | 0 | 0 | 0 | 0 | 0 | 0 | 0 | 8.5 | 0 | 0 | 0
4624 | CA | Volta 2 | 180 | 1 | 0 | OP | HY | WAT | 1 | 0.546 | 4786 | 2500 | Distributed from 923 Generation And Fuel | 1981 |  | CISO | Pacific Gas & Electric Co | 40.4519 | -121.8621 | California | 0 | 0 | 0 | 0 | 0 | 0 | 0 | 1 | 0 | 0 | 0
4628 | CA | W E Warne | 6196 | 1 | 0 | OP | HY | WAT | 37.1 | 0.442 | 143730 | 75090 | Distributed from 923 Generation And Fuel | 1982 |  | CISO | Southern California Edison Co | 34.6853 | -118.7881 | California | 0 | 0 | 0 | 0 | 0 | 0 | 0 | 37.1 | 0 | 0 | 0
4629 | CA | W E Warne | 6196 | 2 | 0 | OP | HY | WAT | 37.1 | 0.442 | 143730 | 75090 | Distributed from 923 Generation And Fuel | 1983 |  | CISO | Southern California Edison Co | 34.6853 | -118.7881 | California | 0 | 0 | 0 | 0 | 0 | 0 | 0 | 37.1 | 0 | 0 | 0
4630 | CA | W Plant | 59458 | W-TG1 | 0 | OP | GT | NG | 4.6 | 0.877 | 35344 | 16582 | Distributed from 923 Generation And Fuel | 2005 |  | CISO | San Diego Gas & Electric Co | 32.9033 | -117.1956 | California | 0 | 4.6 | 0 | 0 | 0 | 0 | 0 | 0 | 0 | 0 | 0
4631 | CA | W R Gianelli | 448 | 1 | 0 | OP | PS | WAT | 53 |  | -39646.625 | 5536.25 | Data from EIA-923 Generator File overwritten with distributed data from EIA-923 Generation and Fuel | 1968 |  | CISO | Pacific Gas & Electric Co | 37.0692 | -121.0772 | California | 0 | 0 | 0 | 0 | 0 | 0 | 0 | 53 | 0 | 0 | 0
4632 | CA | W R Gianelli | 448 | 2 | 0 | OP | PS | WAT | 53 |  | -39646.625 | 5536.25 | Data from EIA-923 Generator File overwritten with distributed data from EIA-923 Generation and Fuel | 1968 |  | CISO | Pacific Gas & Electric Co | 37.0692 | -121.0772 | California | 0 | 0 | 0 | 0 | 0 | 0 | 0 | 53 | 0 | 0 | 0
4633 | CA | W R Gianelli | 448 | 3 | 0 | OP | PS | WAT | 53 |  | -39646.625 | 5536.25 | Data from EIA-923 Generator File overwritten with distributed data from EIA-923 Generation and Fuel | 1967 |  | CISO | Pacific Gas & Electric Co | 37.0692 | -121.0772 | California | 0 | 0 | 0 | 0 | 0 | 0 | 0 | 53 | 0 | 0 | 0
4634 | CA | W R Gianelli | 448 | 4 | 0 | OP | PS | WAT | 53 |  | -39646.625 | 5536.25 | Data from EIA-923 Generator File overwritten with distributed data from EIA-923 Generation and Fuel | 1967 |  | CISO | Pacific Gas & Electric Co | 37.0692 | -121.0772 | California | 0 | 0 | 0 | 0 | 0 | 0 | 0 | 53 | 0 | 0 | 0
4635 | CA | W R Gianelli | 448 | 5 | 0 | OP | PS | WAT | 53 |  | -39646.625 | 5536.25 | Data from EIA-923 Generator File overwritten with distributed data from EIA-923 Generation and Fuel | 1967 |  | CISO | Pacific Gas & Electric Co | 37.0692 | -121.0772 | California | 0 | 0 | 0 | 0 | 0 | 0 | 0 | 53 | 0 | 0 | 0
4636 | CA | W R Gianelli | 448 | 6 | 0 | OP | PS | WAT | 53 |  | -39646.625 | 5536.25 | Data from EIA-923 Generator File overwritten with distributed data from EIA-923 Generation and Fuel | 1967 |  | CISO | Pacific Gas & Electric Co | 37.0692 | -121.0772 | California | 0 | 0 | 0 | 0 | 0 | 0 | 0 | 53 | 0 | 0 | 0
4637 | CA | W R Gianelli | 448 | 7 | 0 | OP | PS | WAT | 53 |  | -39646.625 | 5536.25 | Data from EIA-923 Generator File overwritten with distributed data from EIA-923 Generation and Fuel | 1967 |  | CISO | Pacific Gas & Electric Co | 37.0692 | -121.0772 | California | 0 | 0 | 0 | 0 | 0 | 0 | 0 | 53 | 0 | 0 | 0
4638 | CA | W R Gianelli | 448 | 8 | 0 | OP | PS | WAT | 53 |  | -39646.625 | 5536.25 | Data from EIA-923 Generator File overwritten with distributed data from EIA-923 Generation and Fuel | 1967 |  | CISO | Pacific Gas & Electric Co | 37.0692 | -121.0772 | California | 0 | 0 | 0 | 0 | 0 | 0 | 0 | 53 | 0 | 0 | 0
4639 | CA | Wadham Energy LP | 50293 | GEN1 | 1 | OP | ST | AB | 28.6 | 0.784 | 196433 | 85690 | EIA-923 Generator File | 1989 |  | CISO | Pacific Gas & Electric Co | 39.1062 | -122.1096 | California | 0 | 0 | 0 | 0 | 0 | 0 | 0 | 0 | 0 | 28.6 | 0
4640 | CA | Wagner Wind LLC | 58233 | GEN1 | 0 | OP | WT | WND | 6 | 0.365 | 19170 | 10549 | Distributed from 923 Generation And Fuel | 2012 |  | CISO | Southern California Edison Co | 33.9089 | -116.5556 | California | 0 | 0 | 0 | 0 | 6 | 0 | 0 | 0 | 0 | 0 | 0
4641 | CA | Walgreens Woodland Distribution Center | 57006 | 1 | 0 | OP | PV | SUN | 1 | 0.053 | 460 | 245 | Distributed from 923 Generation And Fuel | 2007 |  | CISO | Pacific Gas & Electric Co | 38.6749 | -121.7134 | California | 0 | 0 | 0 | 0 | 0 | 1 | 0 | 0 | 0 | 0 | 0
4644 | CA | Walnut Creek Energy Park | 57515 | GT1 | 0 | OP | GT | NG | 100 | 0.102 | 89110 | 34025.4 | Distributed from 923 Generation And Fuel | 2013 |  | CISO | Southern California Edison Co | 34.0087 | -117.9449 | California | 0 | 100 | 0 | 0 | 0 | 0 | 0 | 0 | 0 | 0 | 0
4645 | CA | Walnut Creek Energy Park | 57515 | GT2 | 0 | OP | GT | NG | 100 | 0.102 | 89110 | 34025.4 | Distributed from 923 Generation And Fuel | 2013 |  | CISO | Southern California Edison Co | 34.0087 | -117.9449 | California | 0 | 100 | 0 | 0 | 0 | 0 | 0 | 0 | 0 | 0 | 0
4646 | CA | Walnut Creek Energy Park | 57515 | GT3 | 0 | OP | GT | NG | 100 | 0.102 | 89110 | 34025.4 | Distributed from 923 Generation And Fuel | 2013 |  | CISO | Southern California Edison Co | 34.0087 | -117.9449 | California | 0 | 100 | 0 | 0 | 0 | 0 | 0 | 0 | 0 | 0 | 0
4647 | CA | Walnut Creek Energy Park | 57515 | GT4 | 0 | OP | GT | NG | 100 | 0.102 | 89110 | 34025.4 | Distributed from 923 Generation And Fuel | 2013 |  | CISO | Southern California Edison Co | 34.0087 | -117.9449 | California | 0 | 100 | 0 | 0 | 0 | 0 | 0 | 0 | 0 | 0 | 0
4648 | CA | Walnut Creek Energy Park | 57515 | GT5 | 0 | OP | GT | NG | 100 | 0.102 | 89110 | 34025.4 | Distributed from 923 Generation And Fuel | 2013 |  | CISO | Southern California Edison Co | 34.0087 | -117.9449 | California | 0 | 100 | 0 | 0 | 0 | 0 | 0 | 0 | 0 | 0 | 0
4652 | CA | Warm Springs Hydro Project | 54261 | 3385 | 0 | OP | HY | WAT | 2.7 | 0.378 | 8952 | 4677 | Distributed from 923 Generation And Fuel | 1988 |  | CISO | Pacific Gas & Electric Co | 38.7221 | -123.0112 | California | 0 | 0 | 0 | 0 | 0 | 0 | 0 | 2.7 | 0 | 0 | 0
4661 | CA | Watkins Manufacturing Co. | 57715 | GEN1 | 0 | OP | IC | NG | 1 | 0.245 | 2143 | 1005.5 | Distributed from 923 Generation And Fuel | 2001 |  | CISO | San Diego Gas & Electric Co | 33.1438 | -117.2369 | California | 0 | 1 | 0 | 0 | 0 | 0 | 0 | 0 | 0 | 0 | 0
4662 | CA | Watkins Manufacturing Co. | 57715 | GEN2 | 0 | OP | IC | NG | 1 | 0.245 | 2143 | 1005.5 | Distributed from 923 Generation And Fuel | 2001 |  | CISO | San Diego Gas & Electric Co | 33.1438 | -117.2369 | California | 0 | 1 | 0 | 0 | 0 | 0 | 0 | 0 | 0 | 0 | 0
4663 | CA | Watson Cogeneration | 50216 | GN91 | 0 | OP | CT | NG | 82 | 0.929 | 667094 | 300423 | EIA-923 Generator File | 1988 |  | CISO | Southern California Edison Co | 33.8166 | -118.2448 | California | 82 | 0 | 0 | 0 | 0 | 0 | 0 | 0 | 0 | 0 | 0
4664 | CA | Watson Cogeneration | 50216 | GN92 | 0 | OP | CT | NG | 82 | 0.946 | 679214 | 301024 | EIA-923 Generator File | 1988 |  | CISO | Southern California Edison Co | 33.8166 | -118.2448 | California | 82 | 0 | 0 | 0 | 0 | 0 | 0 | 0 | 0 | 0 | 0
4665 | CA | Watson Cogeneration | 50216 | GN93 | 0 | OP | CT | NG | 82 | 1.015 | 729145 | 301932 | EIA-923 Generator File | 1988 |  | CISO | Southern California Edison Co | 33.8166 | -118.2448 | California | 82 | 0 | 0 | 0 | 0 | 0 | 0 | 0 | 0 | 0 | 0
4666 | CA | Watson Cogeneration | 50216 | GN94 | 0 | OP | CT | NG | 82 | 0.919 | 660242 | 299922 | EIA-923 Generator File | 1987 |  | CISO | Southern California Edison Co | 33.8166 | -118.2448 | California | 82 | 0 | 0 | 0 | 0 | 0 | 0 | 0 | 0 | 0 | 0
4667 | CA | Watson Cogeneration | 50216 | GN95 | 4 | OP | CA | NG | 38.5 | 0.527 | 177675 | 53972 | EIA-923 Generator File | 1988 |  | CISO | Southern California Edison Co | 33.8166 | -118.2448 | California | 38.5 | 0 | 0 | 0 | 0 | 0 | 0 | 0 | 0 | 0 | 0
4668 | CA | Watson Cogeneration | 50216 | GN96 | 4 | OP | CA | NG | 38.5 | 0.398 | 134250 | 47273 | EIA-923 Generator File | 1987 |  | CISO | Southern California Edison Co | 33.8166 | -118.2448 | California | 38.5 | 0 | 0 | 0 | 0 | 0 | 0 | 0 | 0 | 0 | 0
4670 | CA | Watts 3115 | 58454 | 1 | 0 | OP | PV | SUN | 1.5 | 0.252 | 3317.25 | 1764.75 | Distributed from 923 Generation And Fuel | 2013 |  | CISO | Southern California Edison Co | 34.6008 | -117.6422 | California | 0 | 0 | 0 | 0 | 0 | 1.5 | 0 | 0 | 0 | 0 | 0
4671 | CA | Watts 3115 | 58454 | 2 | 0 | OP | PV | SUN | 0.5 | 0.252 | 1105.75 | 588.25 | Distributed from 923 Generation And Fuel | 2013 |  | CISO | Southern California Edison Co | 34.6008 | -117.6422 | California | 0 | 0 | 0 | 0 | 0 | 0.5 | 0 | 0 | 0 | 0 | 0
4672 | CA | Welport Lease Project | 54447 | TI | 0 | OP | GT | NG | 5 | 0.729 | 31916 | 14973 | Distributed from 923 Generation And Fuel | 1990 |  | CISO | Pacific Gas & Electric Co | 35.3544 | -119.6617 | California | 0 | 5 | 0 | 0 | 0 | 0 | 0 | 0 | 0 | 0 | 0
4675 | CA | West Gates Solar Station | 58206 | 1 | 0 | OP | PV | SUN | 10 | 0.256 | 22441 | 11939 | Distributed from 923 Generation And Fuel | 2013 |  | CISO | Pacific Gas & Electric Co | 36.1422 | -120.1325 | California | 0 | 0 | 0 | 0 | 0 | 10 | 0 | 0 | 0 | 0 | 0
4676 | CA | West Point PH | 291 | 1 | 0 | OP | HY | WAT | 13.6 | 0.662 | 78889 | 41215 | Distributed from 923 Generation And Fuel | 1948 |  | CISO | Pacific Gas & Electric Co | 38.4209 | -120.5496 | California | 0 | 0 | 0 | 0 | 0 | 0 | 0 | 13.6 | 0 | 0 | 0
4677 | CA | West Valley High School Solar | 58244 | WEST | 0 | OP | PV | SUN | 1 | 0.171 | 1496 | 796 | Distributed from 923 Generation And Fuel | 2012 |  | CISO | Pacific Gas & Electric Co | 33.7197 | -117.0097 | California | 0 | 0 | 0 | 0 | 0 | 1 | 0 | 0 | 0 | 0 | 0
4679 | CA | Western Antelope Blue Sky B | 59961 | WABSB | 0 | OP | PV | SUN | 20 | 0.024 | 4135 | 0 | Distributed from 923 Generation And Fuel | 2016 |  | CISO | Southern California Edison Co | 34.7321 | -118.3136 | California | 0 | 0 | 0 | 0 | 0 | 20 | 0 | 0 | 0 | 0 | 0
4680 | CA | Western Antelope Blue Sky Ranch A | 58626 | WABSA | 0 | OP | PV | SUN | 20 | 0.298 | 52202 | 27771 | Distributed from 923 Generation And Fuel | 2014 |  | CISO | Southern California Edison Co | 34.6817 | -118.3247 | California | 0 | 0 | 0 | 0 | 0 | 20 | 0 | 0 | 0 | 0 | 0
4681 | CA | Western Antelope Dry Ranch | 58627 | WADR | 0 | OP | PV | SUN | 10 | 0.021 | 1830 | 0 | Distributed from 923 Generation And Fuel | 2016 |  | CISO | Southern California Edison Co | 34.6889 | -118.3203 | California | 0 | 0 | 0 | 0 | 0 | 10 | 0 | 0 | 0 | 0 | 0
4682 | CA | Western Power & Steam Inc | 54410 | CTG | 0 | OP | GT | NG | 27.7 | 0.649 | 157575 | 73926 | Distributed from 923 Generation And Fuel | 1990 |  | CISO | Pacific Gas & Electric Co | 35.4405 | -119.0129 | California | 0 | 27.7 | 0 | 0 | 0 | 0 | 0 | 0 | 0 | 0 | 0
4684 | CA | Westlands Solar PV Farm | 58616 | WSF1 | 0 | OP | PV | SUN | 18 | 0.288 | 45434 | 24171 | Distributed from 923 Generation And Fuel | 2014 |  | CISO | Pacific Gas & Electric Co | 36.1381 | -120.0758 | California | 0 | 0 | 0 | 0 | 0 | 18 | 0 | 0 | 0 | 0 | 0
4686 | CA | Westmont 300B | 60914 | W5328 | 0 | OP | PV | SUN | 3 | 0 | 0 | 0 | Distributed from 923 Generation And Fuel | 2016 |  | LDWP | Los Angeles Department of Water & Power | 33.7661 | -118.2847 | California | 0 | 0 | 0 | 0 | 0 | 3 | 0 | 0 | 0 | 0 | 0
4689 | CA | Westside Solar Power PV1 | 60275 | WSPV1 | 0 | OP | PV | SUN | 2 | 0.186 | 3264 | 2338 | Distributed from 923 Generation And Fuel | 2016 |  | CISO | Pacific Gas & Electric Co | 36.219 | -119.907 | California | 0 | 0 | 0 | 0 | 0 | 2 | 0 | 0 | 0 | 0 | 0
4690 | CA | Westside Solar Station | 57499 | 1 | 0 | OP | PV | SUN | 15 | 0.233 | 30612 | 16285 | Distributed from 923 Generation And Fuel | 2011 |  | CISO | Pacific Gas & Electric Co | 36.3787 | -120.1249 | California | 0 | 0 | 0 | 0 | 0 | 15 | 0 | 0 | 0 | 0 | 0
4693 | CA | Weymouth Solar Plant | 60255 | 1 | 0 | OP | PV | SUN | 2 | 0.108 | 1888 | 1266 | Distributed from 923 Generation And Fuel | 2016 |  | CISO | Southern California Edison Co | 34.1086 | -117.7822 | California | 0 | 0 | 0 | 0 | 0 | 2 | 0 | 0 | 0 | 0 | 0
4694 | CA | Weymouth Solar Plant | 60255 | 2 | 0 | OP | PV | SUN | 1 | 0.108 | 944 | 633 | Distributed from 923 Generation And Fuel | 2016 |  | CISO | Southern California Edison Co | 34.1086 | -117.7822 | California | 0 | 0 | 0 | 0 | 0 | 1 | 0 | 0 | 0 | 0 | 0
4697 | CA | Wheelabrator Norwalk Energy | 50876 | GEN1 | 0 | OP | CT | NG | 23 | 0.163 | 32867 | 15419.506 | EIA-923 Generator File | 1988 |  | CISO | Southern California Edison Co | 33.9249 | -118.0679 | California | 23 | 0 | 0 | 0 | 0 | 0 | 0 | 0 | 0 | 0 | 0
4698 | CA | Wheelabrator Norwalk Energy | 50876 | GEN2 | 0 | OP | CA | NG | 7.7 | 0.09 | 6086 | 2855.239 | EIA-923 Generator File | 1988 |  | CISO | Southern California Edison Co | 33.9249 | -118.0679 | California | 7.7 | 0 | 0 | 0 | 0 | 0 | 0 | 0 | 0 | 0 | 0
4699 | CA | Wheelabrator Shasta | 50881 | GEN1 | 3 | OP | ST | WDS | 18.3 | 0.691 | 110741 | 35616 | EIA-923 Generator File | 1987 |  | CISO | Pacific Gas & Electric Co | 40.4283 | -122.2792 | California | 0 | 0 | 0 | 0 | 0 | 0 | 0 | 0 | 0 | 18.3 | 0
4700 | CA | Wheelabrator Shasta | 50881 | GEN2 | 3 | OP | ST | WDS | 18.3 | 0.674 | 108068 | 32819 | EIA-923 Generator File | 1987 |  | CISO | Pacific Gas & Electric Co | 40.4283 | -122.2792 | California | 0 | 0 | 0 | 0 | 0 | 0 | 0 | 0 | 0 | 18.3 | 0
4701 | CA | Wheelabrator Shasta | 50881 | GEN3 | 3 | OP | ST | WDS | 18.3 | 0.675 | 108128 | 34960 | EIA-923 Generator File | 1987 |  | CISO | Pacific Gas & Electric Co | 40.4283 | -122.2792 | California | 0 | 0 | 0 | 0 | 0 | 0 | 0 | 0 | 0 | 18.3 | 0
4704 | CA | White River Solar | 58373 | WRCA | 0 | OP | PV | SUN | 20 | 0.303 | 53008 | 28200 | Distributed from 923 Generation And Fuel | 2013 |  | CISO | Pacific Gas & Electric Co | 35.8714 | -119.4625 | California | 0 | 0 | 0 | 0 | 0 | 20 | 0 | 0 | 0 | 0 | 0
4705 | CA | White River Solar 2 | 58973 | W2CA | 0 | OP | PV | SUN | 19.8 | 0.305 | 52875 | 28129 | Distributed from 923 Generation And Fuel | 2014 |  | CISO | Pacific Gas & Electric Co | 35.8747 | -119.0461 | California | 0 | 0 | 0 | 0 | 0 | 19.8 | 0 | 0 | 0 | 0 | 0
4710 | CA | Whitethorn Solar LLC | 60193 | GEN1 | 0 | OP | PV | SUN | 3.3 | 0.2 | 5794 | 3206 | Distributed from 923 Generation And Fuel | 2016 |  | CISO | WAPA-- Western Area Power Administration | 37.691 | -121.717 | California | 0 | 0 | 0 | 0 | 0 | 3.3 | 0 | 0 | 0 | 0 | 0
4711 | CA | Whitewater Hill Wind Partners | 56012 | 1 | 0 | OP | WT | WND | 61.5 | 0.257 | 138295 | 75045 | Distributed from 923 Generation And Fuel | 2002 |  | CISO | Southern California Edison Co | 33.925 | -116.6178 | California | 0 | 0 | 0 | 0 | 61.5 | 0 | 0 | 0 | 0 | 0 | 0
4714 | CA | Whittier LFG Power Plant #1 | 57102 | EN01 | 0 | OP | IC | LFG | 1.1 | 0.514 | 4955.5 | 2110 | Distributed from 923 Generation And Fuel | 2006 |  | CISO | Southern California Edison Co | 33.9716 | -118.0481 | California | 0 | 0 | 0 | 0 | 0 | 0 | 0 | 0 | 0 | 1.1 | 0
4715 | CA | Whittier LFG Power Plant #1 | 57102 | EN02 | 0 | OP | IC | LFG | 1.1 | 0.514 | 4955.5 | 2110 | Distributed from 923 Generation And Fuel | 2010 |  | CISO | Southern California Edison Co | 33.9716 | -118.0481 | California | 0 | 0 | 0 | 0 | 0 | 0 | 0 | 0 | 0 | 1.1 | 0
4718 | CA | Wildwood Solar I, LLC | 59380 | WLD1 | 0 | OP | PV | SUN | 19.5 | 0.273 | 46550 | 24764 | Distributed from 923 Generation And Fuel | 2015 |  | CISO | Pacific Gas & Electric Co | 35.6158 | -119.5783 | California | 0 | 0 | 0 | 0 | 0 | 19.5 | 0 | 0 | 0 | 0 | 0
4722 | CA | Wilmington Hydrogen Plant | 55557 | T101 | 0 | OP | ST | WH | 31.9 | 0.562 | 156948 | 69740 | Distributed from 923 Generation And Fuel | 1996 |  | LDWP | Los Angeles Department of Water & Power | 33.7803 | -118.24 | California | 0 | 0 | 0 | 0 | 0 | 0 | 0 | 0 | 0 | 31.9 | 0
4725 | CA | Windland | 50386 | WING | 0 | OP | WT | WND | 15.3 | 0.267 | 35825 | 19714 | Distributed from 923 Generation And Fuel | 1982 |  | CISO | Southern California Edison Co | 35.0522 | -118.3581 | California | 0 | 0 | 0 | 0 | 15.3 | 0 | 0 | 0 | 0 | 0 | 0
4726 | CA | Windpark Unlimited 1 | 10027 | EXIS | 0 | OP | WT | WND | 9.4 | 0.167 | 13738 | 7560 | Distributed from 923 Generation And Fuel | 1985 |  | CISO | Southern California Edison Co | 33.9447 | -116.6222 | California | 0 | 0 | 0 | 0 | 9.4 | 0 | 0 | 0 | 0 | 0 | 0
4727 | CA | Windpark Unlimited 2 | 60321 | EXIS2 | 0 | OP | WT | WND | 16.1 | 0.181 | 25594 | 14084 | Distributed from 923 Generation And Fuel | 1985 |  | CISO | Southern California Edison Co | 33.931 | -116.6302 | California | 0 | 0 | 0 | 0 | 16.1 | 0 | 0 | 0 | 0 | 0 | 0
4728 | CA | Windstar 1 | 57774 | WGNS | 0 | OP | WT | WND | 120 | 0.285 | 299341 | 154890 | Distributed from 923 Generation And Fuel | 2012 |  | CISO | Southern California Edison Co | 35.0542 | -118.3547 | California | 0 | 0 | 0 | 0 | 120 | 0 | 0 | 0 | 0 | 0 | 0
4729 | CA | Wintec Energy Ltd | 50276 | EXIS | 0 | OP | WT | WND | 5.9 | 0.044 | 2295 | 1263 | Distributed from 923 Generation And Fuel | 1986 |  | CISO | Southern California Edison Co | 33.9131 | -116.5631 | California | 0 | 0 | 0 | 0 | 5.9 | 0 | 0 | 0 | 0 | 0 | 0
4730 | CA | Wise | 292 | 1 | 0 | OP | HY | WAT | 13.6 | 0.472 | 56199.512 | 29361.073 | Distributed from 923 Generation And Fuel | 1917 |  | CISO | Pacific Gas & Electric Co | 38.8899 | -121.0985 | California | 0 | 0 | 0 | 0 | 0 | 0 | 0 | 13.6 | 0 | 0 | 0
4731 | CA | Wise | 292 | 2 | 0 | OP | HY | WAT | 2.8 | 0.472 | 11570.488 | 6044.927 | Distributed from 923 Generation And Fuel | 1986 |  | CISO | Pacific Gas & Electric Co | 38.8899 | -121.0985 | California | 0 | 0 | 0 | 0 | 0 | 0 | 0 | 2.8 | 0 | 0 | 0
4732 | CA | Wolfskill Energy Center | 55855 | CTG1 | 0 | OP | GT | NG | 47 | 0.04 | 16450 | 7717 | Distributed from 923 Generation And Fuel | 2003 |  | CISO | Pacific Gas & Electric Co | 38.2285 | -122.0752 | California | 0 | 47 | 0 | 0 | 0 | 0 | 0 | 0 | 0 | 0 | 0
4742 | CA | Woodland Biomass Power Ltd | 10836 | GEN1 | 1 | OP | ST | WDS | 28 | 0.78 | 191424 | 78408 | EIA-923 Generator File | 1989 |  | CISO | Pacific Gas & Electric Co | 38.6905 | -121.7371 | California | 0 | 0 | 0 | 0 | 0 | 0 | 0 | 0 | 0 | 28 | 0
4743 | CA | Woodleaf | 419 | 1 | 0 | OP | HY | WAT | 59 | 0.452 | 233808 | 122151 | Distributed from 923 Generation And Fuel | 1963 |  | CISO | Pacific Gas & Electric Co | 39.5538 | -121.2041 | California | 0 | 0 | 0 | 0 | 0 | 0 | 0 | 59 | 0 | 0 | 0
4744 | CA | Woodmere Solar Farm | 59008 | PV1 | 0 | OP | PV | SUN | 15 | 0.273 | 35917 | 19108 | Distributed from 923 Generation And Fuel | 2015 |  | CISO | Pacific Gas & Electric Co | 35.3231 | -118.8214 | California | 0 | 0 | 0 | 0 | 0 | 15 | 0 | 0 | 0 | 0 | 0
4747 | CA | WWTP Power Generation Station | 56036 | GEN1 | 0 | OP | IC | OBG | 2.2 | 0.357 | 6879 | 2950.333 | Distributed from 923 Generation And Fuel | 1985 |  | CISO | Pacific Gas & Electric Co | 37.8258 | -122.2961 | California | 0 | 0 | 0 | 0 | 0 | 0 | 0 | 0 | 0 | 2.2 | 0
4748 | CA | WWTP Power Generation Station | 56036 | GEN2 | 0 | OP | IC | OBG | 2.2 | 0.357 | 6879 | 2950.333 | Distributed from 923 Generation And Fuel | 1985 |  | CISO | Pacific Gas & Electric Co | 37.8258 | -122.2961 | California | 0 | 0 | 0 | 0 | 0 | 0 | 0 | 0 | 0 | 2.2 | 0
4749 | CA | WWTP Power Generation Station | 56036 | GEN3 | 0 | OP | IC | OBG | 2.2 | 0.357 | 6879 | 2950.333 | Distributed from 923 Generation And Fuel | 1985 |  | CISO | Pacific Gas & Electric Co | 37.8258 | -122.2961 | California | 0 | 0 | 0 | 0 | 0 | 0 | 0 | 0 | 0 | 2.2 | 0
4750 | CA | Xilinx San Jose | 58299 | XLX | 0 | OP | FC | NG | 1.1 | 0.576 | 5548 | 2603 | Distributed from 923 Generation And Fuel | 2012 |  | CISO | Pacific Gas & Electric Co | 37.2528 | -121.9342 | California | 0 | 1.1 | 0 | 0 | 0 | 0 | 0 | 0 | 0 | 0 | 0
4751 | CA | Yahoo! - HQ | 59805 | YAH00 | 0 | OP | FC | NG | 1.1 | 0.778 | 7498 | 3518 | Distributed from 923 Generation And Fuel | 2014 |  | CISO | Pacific Gas & Electric Co | 37.4154 | -122.0257 | California | 0 | 1.1 | 0 | 0 | 0 | 0 | 0 | 0 | 0 | 0 | 0
4752 | CA | Yerba Buena | 59257 | YB1 | 0 | OP | BA | MWH | 4 |  | -2611 | -1160.209 | Data from EIA-923 Generator File overwritten with distributed data from EIA-923 Generation and Fuel | 2013 |  | CISO | Pacific Gas & Electric Co | 37.3058 | -121.755 | California | 0 | 0 | 0 | 0 | 0 | 0 | 0 | 0 | 0 | 4 | 0
4753 | CA | Yolo County Solar Project | 57422 | 1 | 0 | OP | PV | SUN | 1 | 0.221 | 1940 | 1032 | Distributed from 923 Generation And Fuel | 2010 |  | CISO | Pacific Gas & Electric Co | 38.6597 | -121.7294 | California | 0 | 0 | 0 | 0 | 0 | 1 | 0 | 0 | 0 | 0 | 0
4754 | CA | Yorba Linda | 6647 | 1 | 0 | OP | HY | WAT | 5.1 | 0.186 | 8306 | 4339 | Distributed from 923 Generation And Fuel | 1981 |  | CISO | Southern California Edison Co | 33.9117 | -117.8192 | California | 0 | 0 | 0 | 0 | 0 | 0 | 0 | 5.1 | 0 | 0 | 0
4755 | CA | Yuba City Cogen Partners | 52186 | GEN1 | 0 | OP | GT | NG | 49 | 0.033 | 14245 | 6683 | Distributed from 923 Generation And Fuel | 1990 |  | CISO | Pacific Gas & Electric Co | 39.1367 | -121.6398 | California | 0 | 49 | 0 | 0 | 0 | 0 | 0 | 0 | 0 | 0 | 0
4756 | CA | Yuba City Energy Center | 55813 | CTG1 | 0 | OP | GT | NG | 47.3 | 0.073 | 30446 | 14284 | Distributed from 923 Generation And Fuel | 2002 |  | CISO | Pacific Gas & Electric Co | 39.1392 | -121.6387 | California | 0 | 47.3 | 0 | 0 | 0 | 0 | 0 | 0 | 0 | 0 | 0
4757 | CA | ZCO | 56276 | WGNS | 0 | OP | WT | WND | 1.6 | 0.122 | 1704 | 938 | Distributed from 923 Generation And Fuel | 1985 |  | CISO | Southern California Edison Co | 35.0772 | -118.3811 | California | 0 | 0 | 0 | 0 | 1.6 | 0 | 0 | 0 | 0 | 0 | 0
4758 | CA | Zero Waste Energy Development Co LLC | 60220 | ZWED1 | 0 | OP | IC | OBG | 0.8 | 0.427 | 2994.5 | 1275 | Distributed from 923 Generation And Fuel | 2015 |  | CISO | Pacific Gas & Electric Co | 37.4325 | -121.9528 | California | 0 | 0 | 0 | 0 | 0 | 0 | 0 | 0 | 0 | 0.8 | 0
4759 | CA | Zero Waste Energy Development Co LLC | 60220 | ZWED2 | 0 | OP | IC | OBG | 0.8 | 0.427 | 2994.5 | 1275 | Distributed from 923 Generation And Fuel | 2015 |  | CISO | Pacific Gas & Electric Co | 37.4325 | -121.9528 | California | 0 | 0 | 0 | 0 | 0 | 0 | 0 | 0 | 0 | 0.8 | 0